## Sheet1
Part Number | Model Number | Description | List Price
101785 | AAR | Analog input, Relay Output, 2 (SPDT) Relays | 109
101788 | AFS-222 | Differential Pressure Switch, 0.05 to 12.0 inWC, SPDT, Auto Reset, Compression Fitting | 61.5
101789 | AFS-262 | Differential Pressure Switch, 0.05 to 2.0 inWC, SPDT, Auto Reset, Compression Fitting | 63.5
101791 | AFS-460 | Differential Pressure Switch, 0.4 to 12.0 inWC, SPDT N/C, Manual Reset, Compression Fitting | 96.5
101792 | AFS-460-DSS | Differential Pressure Switch, 1.25 to 12.0 inWC, Dual SPST N/C, Manual Reset | 255
101794 | AIM2 | Analog Input, Analog Output, Analog Isolation Module w/ Rescaling | 221
102028 | ARM | Analog Input, Analog Output, Analog Rescaling Module | 93.5
102029 | ARM2 | Analog Input(VDC), Dual Analog Output (mA), Analog Rescaling Module (Signal Splitter) | 134
102030 | ASA | Analog Input, Analog Output, Analog Signal Amplifier | 154
102093 | AUD | Floating Point Input (5 sec), Analog Output, Version 1, (15, 30, 90 sec Selectable) | 148
102094 | AUD VERSION #2 | Floating Point Input (45 sec), Analog Output, Version 2, (60, 120, 240 sec Selectable) | 148
102147 | CO-D | Carbon Monoxide Sensor, 0-125 PPM Default, (250 PPM Max), Duct Mount, 4-20mA or 2-10VDC Output or Modbus RTU | 590
102151 | CO-R | Carbon Monoxide Sensor, 0-125 PPM Default, (250 PPM Max), Room Mount, 4-20mA, 2-10VDC Output or Modbus RTU | 450
102423 | DBL-205B | Differential Pressure Switch, 0.2 to 2.0 inWC, SPDT, Auto Reset, NEMA 3 Enclosure | 60
102424 | DBL-205D | Differential Pressure Switch, 0.8 to 4.0 inWC, SPDT, Auto Reset, NEMA 3 Enclosure | 60
102425 | DMUX-8J | Pulse Width Modulate (PWM) Input, Relay Output (8) | 313
102469 | DRN3.1 | PWM/Analog/Floating Point to Resistance Output, Selectable Resistance Network | 262
102472 | ENC1 | Metal Enclosure, 20GA Metal | 50
102475 | EPC | Analog Input (0-5VDC), Pressure Output (0-10PSI), Single Valve, 0.007" Bleed Orifice, (0-10V, 0-15V 0-20mA), (0-15PSI, 0-20PSI) | 175
102476 | EPC2 | Analog Input (0-5VDC), Pressure Output (0-10PSI), Dual Valve, Maintains Branch Pressure, (0-10V, 0-15V 0-20mA), (0-15PSI, 0-20PSI) | 208
102477 | EPC2FS | Analog Input (0-5VDC), Pressure Output (0-10PSI), Dual Valve, Exhausts on Power Failure, (0-10V, 0-15V 0-20mA), (0-15PSI, 0-20PSI) | 270
102478 | EPC2G | Analog Input (0-5VDC), Pressure Output (0-10PSI), Dual Valve, Maintains Branch Pressure , Gauge, (0-10V, 0-15V 0-20mA), (0-15PSI, 0-20PSI) | 223
102479 | EPC2GFS | Analog Input (0-5VDC), Pressure Output (0-10PSI), Dual Valve, Exhausts on Power Failure, Gauge, (0-10V, 0-15V 0-20mA), (0-15PSI, 0-20PSI) | 270
102480 | EPCG | Analog Input (0-5VDC), Pressure Output (0-10PSI), Single Valve, 0.007" Bleed Orifice, Gauge, (0-10V, 0-15V 0-20mA), (0-15PSI, 0-20PSI) | 190
102482 | FS-1 | Freeze Stat, 20' Capillary, Manual Reset, (1) SPDT | 180
102483 | FS-1A | Freeze Stat, 20' Capillary, Automatic Reset, (1) SPDT | 175
102484 | FS-2 | Freeze Stat, 20' Capillary, Manual Reset, (2) SPDT | 225
102553 | LE105 | Transformer, LE Series, PV:24 VAC, SV:24 VAC, VA:40, HUB: 1TF | 24
102555 | LE117 | Transformer, LE Series, PV:120 VAC, SV:24 VAC, VA:50, HUB: 1TF | 26
102556 | LE1175 | Transformer, LE Series, PV:24 VAC, SV:24 VAC, VA:50, HUB: 1TF | 28
102557 | LE118 | Transformer, LE Series, PV:120 VAC, SV:24 VAC, VA:75, HUB: 2TF, Manual Reset | 49
102558 | LE119 | Transformer, LE Series, PV:120 VAC, SV:24 VAC, VA:75, HUB: 1TF, Manual Reset | 48
102559 | LE120 | Transformer, LE Series, PV:120 VAC, SV:24 VAC, VA:96, HUB: 2TF, Manual Reset | 52
102560 | LE121 | Transformer, LE Series, PV:24 VAC, SV:24 VAC, VA:96, HUB: 1TF, Manual Reset | 51
102561 | LE124 | Transformer, LE Series, PV:24 VAC, SV:24 VAC, VA:150, HUB: 1TF, Manual Reset | 70
102562 | LE1501 | Transformer, LE Series, PV:120/208/240/480 VAC, SV:24 VAC, VA:75, HUB: 1TF/1SO, Manual Reset | 52
102563 | LE160 | Transformer, LE Series, PV:120/240/277/480 VAC, SV:24 VAC, VA:50, HUB: 2TF, Manual Reset | 44
102564 | LE170 | Transformer, LE Series, PV:120/240/277/480 VAC, SV:24 VAC, VA:96, HUB: 2TF, Manual Reset | 60
102588 | MAO | Analog Input, Analog Output, Manual Analog Override Switch w/ Alarm | 105
102593 | NO2-R | Nitrogen Dioxide Sensor, 0-6 PPM Default, (10 PPM Max), Room Mount, 4-20mA, 2-10VDC Output or Modbus RTU | 635
102595 | NSG HEAT TRANSFER PASTE 2 OZ | NonSilicon Grease, 2 Oz | 60
102632 | PTA | Pulse Width Modulation Input (0.1 to 10 sec), Analog Output, (0.02 to 5, 0.59 to 2.93, 0.1 to 25.5s Selectable) | 118
102633 | PTA2 | Pulse Width Modulation Input (0.1 to 10 sec), Analog Output(0-10V), (0.02 to 5, 0.59 to 2.93, 0.1 to 25.5s Selectable) | 93
102634 | PTA2 VERSION #2 | Pulse Width Modulation Input (0 - 10 sec Duty Cycle), Analog Output (0-10VDC), Version 2, (0.023 to 6s Selectable) | 105
102635 | PTP 0 TO -7.5 | Pressure Input(0 to -7.5PSI) to Analog Output(4-20mA), (1-5V, 2-10V, 3-15V Selectable) | 105
102894 | RN (0-1000) | Resistor Network (0 to 1000 Ohms) | 45
102895 | RN (0-135) | Resistor Network (0 to 135 Ohms) | 45
102896 | RN (0-270) | Resistor Network (0 to 270 Ohms) | 45
102897 | RN (0-500) | Resistor Network (0 to 500 Ohms) | 45
102911 | RTI1 | Resistive Input (0-135 Ohm), Analog Output (4-20mA loop powered), 0 to 500 Ohm Adjustable Range | 80
102912 | RTI2 | Resistive Input (0-135 Ohm), Analog Output (4-20mA loop powered), 0 to 2200 Ohm Adjustable Range | 80
102913 | RTI3 | Resistive Input (0-135 Ohm), Analog Output (4-20mA loop powered), 0 to 5000 Ohm Adjustable Range | 80
102951 | SG | Silicon Grease, 5 Oz | 130
102954 | SM-501-N | Smoke Detector, Ionization | 202
102955 | SM-501-P | Smoke Detector, Photoelectric | 225
102957 | SPT-3.5" | Static Pitot Tube, Aluminum, 3.5" | 8
102960 | STS-10.0' | Sampling Tube for SM501, 10.0' | 27.5
102961 | STS-2.5' | Sampling Tube for SM501, 2.5' | 13
102962 | STS-5.0' | Sampling Tube for SM501, 5.0' | 17
103010 | VPT | Velocity Pitot Tube, Aluminum, 3.5" | 8
105330 | RN (0-20K) | Resistor Network (0 to 20k Ohms) | 45
105451 | AFS TUBE ADAPTE | SLIP ON 1/4" TUBE FOR FLEXTUBE | 8
105507 | RN (0-10K) | Resistor Network (0 to 10k Ohms) | 45
105528 | PXP100 | Analog Input (0-5VDC), Pressure Output (0-100PSI), Dual Valve, Maintains Branch Pressure, (0-10V, 0-15V, 0-20mA Selectable) | 430
105626 | AFP VERSION #2 | Analog Input (0-5VDC), Floating Point Output (150 sec), Version #2, (120, 180s Selectable) | 154.5
105782 | AFS-460-137 | Differential Pressure Switch, 0.60 to 12 inWC, DPDT, Manual Reset, Compression Fitting | 255
105791 | SL-2000-N | Smoke Detector, Multi-Application, Ionization | 202
105792 | SL-2000-P | Smoke Detector, Multi-Application, Photoelectric | 202
105793 | STN-2.5' | Sampling Tube for SL-2000, 2.5' | 13
105794 | STN-5.0' | Sampling Tube for SL-2000, 5.0' | 17
105795 | STN-10.0' | Sampling Tube for SL-2000, 10.0' | 27.5
105904 | FS-2A | Freeze Stat, 20' Capillary, Automatic Reset, (2) SPDT | 215
105934 | DBL-205L | Differential Pressure Switch, 0.08 to 0.8 inWC, SPDT, Auto Reset, NEMA 3 Enclosure | 70
105978 | ATL | Analog input, Relay Output, 4 (SPDT) Relays, 3% Deadband | 153
106215 | LE15013 | Transformer, LE Series, PV:120/208/240/480 VAC, SV:24 VAC, VA:75, HUB: 2TF, Manual Reset | 58
106255 | DBL-205E | Differential Pressure Switch, 2 to 10.0 inWC, SPDT, Auto Reset, NEMA 3 Enclosure | 60
106291 | FS-3 | Freeze Stat, 10' Capillary, Manual Reset, (1) SPDT | 178
106292 | FS-3A | Freeze Stat, 10' Capillary, Automatic Reset, (1) SPDT | 170
106293 | FS-4 | Freeze Stat, 10' Capillary, Manual Reset, (2) SPDT | 220
106294 | FS-4A | Freeze Stat, 10' Capillary, Automatic Reset, (2) SPDT | 215
106295 | FS-5 | Freeze Stat, 6' Capillary, Manual Reset, (1) SPDT | 178
106296 | FS-5A | Freeze Stat, 6' Capillary, Automatic Reset, (1) SPDT | 170
106297 | FS-6 | Freeze Stat, 6' Capillary, Manual Reset, (2) SPDT | 220
106298 | FS-6A | Freeze Stat, 6' Capillary, Automatic Reset, (2) SPDT | 215
106317 | AFP | Analog Input (0-5VDC), Floating Point Output (60 sec), Version #1, (30, 90s Selectable) | 154.5
106318 | DMUX-4J | Pulse Width Modulate (PWM) Input, Relay Output (4) | 228
106319 | EFP | Floating Point Input (45 sec), Pressure Output (0-15PSI), Single Valve, 0.007" Bleed Orifice, (90, 60, 120 sec), (0-15PSI, 0-20PSI) | 260
106320 | EFPG | Floating Point Input (45 sec), Pressure Output (0-15PSI), Single Valve, 0.007" Bleed Orifice, Gauge, (90, 60, 120 sec), (0-15PSI, 0-20PSI) | 275
106321 | EFP2 | Floating Point Input (45 sec), Pressure Output (0-15PSI), Dual Valve, Maintains Branch Pressure, (90, 60, 120 sec), (0-15PSI, 0-20PSI) | 280
106322 | EFP2G | Floating Point Input (45 sec), Pressure Output (0-15PSI), Dual Valve, Maintains Branch Pressure , Gauge, (90, 60, 120 sec), (0-15PSI, 0-20PSI) | 295
106323 | EFP2GFS | Floating Point Input (45 sec), Pressure Output (0-15PSI), Dual Valve, Exhausts on Power Failure, Gauge, (90, 60, 120 sec), (0-15PSI, 0-20PSI) | 315
106324 | EFP2FS | Floating Point Input (45 sec), Pressure Output (0-15PSI), Dual Valve, Exhausts on Power Failure, (90, 60, 120 sec), (0-15PSI, 0-20PSI) | 300
106325 | EPC2LG | Analog Input (0-5VDC), Pressure Output (0-10PSI), Dual Valve, Maintains Branch Pressure , High Flow, Gauge, (0-10V, 0-15V 0-20mA), (0-15PSI, 0-20PSI) | 217
106326 | EPC2GB | Analog Input (0-5VDC), Pressure Output (0-10PSI), Dual Valve, Maintains Branch Pressure , Gauge, Steel Enclosure, (0-10V, 0-15V 0-20mA), (0-15PSI, 0-20PSI) | 265
106327 | EPC2GFSB | Analog Input (0-5VDC), Pressure Output (0-10PSI), Dual Valve, Exhausts on Power Failure , Gauge, Steel Enclosure, (0-10V, 0-15V 0-20mA), (0-15PSI, 0-20PSI) | 320
106328 | EPW | Pulse Width Modulation Input (2.93 sec), Pressure Output (0-15PSI), Single Valve, 0.007" Bleed Orifice, Version 1, (10, 5, 25 sec), (0-10PSI, 0-20PSI) | 225
106329 | EPWG | Pulse Width Modulation Input (2.93 sec), Pressure Output (0-15PSI), Single Valve, 0.007" Bleed Orifice, Gauge, Version 1, (10, 5, 25 sec), (0-10PSI, 0-20PSI) | 217
106330 | EPW2 | Pulse Width Modulation Input (2.93 sec), Pressure Output (0-15PSI), Dual Valve, Maintains Branch Pressure , Version 1, (10, 5, 25 sec), (0-10PSI, 0-20PSI) | 240
106331 | EPW2G | Pulse Width Modulation Input (2.93 sec), Pressure Output (0-15PSI), Dual Valve, Maintains Branch Pressure , Gauge, Version 1, (10, 5, 25 sec), (0-10PSI, 0-20PSI) | 255
106332 | EPW2FS | Pulse Width Modulation Input (2.93 sec), Pressure Output (0-15PSI), Dual Valve, Exhausts on Power Failure, 2.93 sec Default, (10, 5, 25 sec), (0-10PSI, 0-20PSI) | 285
106333 | EPW2GFS | Pulse Width Modulation Input (2.93 sec), Pressure Output (0-15PSI), Dual Valve, Exhausts on Power Failure, Gauge, Version 1, (10, 5, 25 sec), (0-10PSI, 0-20PSI) | 300
106505 | WP-2000 ENCLOSURE | WEATHERPROOF ENCSL-2000 SERIES | 170
106509 | RN (0-5K) | Resistor Network (0 to 5000 Ohms) | 45
106510 | RN (0-100) | Resistor Network (0 to 100 Ohms) | 45
106640 | PAM-1 | Multi-Voltage Control Relay, 24 VDC, 24 VAC, & 120 VAC, Form 1C (SPDT), LED | 20
106641 | PAM-4 | Multi-Voltage Control Relay, 12 to 40 VDC (20mA), Form 1C (SPDT) | 20
106642 | PAM-2 | Multi-Voltage Control Relay, 12 VDC, 24 VDC, Form 1C (SPDT), LED | 20
106643 | PAM-SD | Multi-Voltage Control Relay, 20 to 32 VDC, Form 1C (SPDT) | 20
106657 | DBZ-06 | Pitot Tube Mounting-Kit, metal right-angle pitots, grommets, 6.5 ft(1.98m) tubing | 15
106821 | A/MOUNTING PLATE BEIGE R | Plastic Mounting Plate, Beige Infinity (R) | 24
107370 | LOCKING COVER | T-STAT LOCKING COVER, 6.26" H X 7.26" W X 2.98" D | 36
107556 | CO-R-RB-D | Carbon Monoxide Sensor, 0-125 PPM Default, (250 PPM Max), Room Mount, 4-20mA, 2-10VDC Output or Modbus RTU, LCD, Relay & Buzzer | 550
107557 | CO-D-RB-D | Carbon Monoxide Sensor, 0-125 PPM Default, (250 PPM Max), Duct Mount, 4-20mA or 2-10VDC Output or Modbus RTU, LCD, Relay & Buzzer | 650
107696 | A/GLYCOL BOTTLE | 2 oz. Nalgene Bottle, PG7 Cable Gland | 17
107769 | LE1655 | Transformer, LE Series, PV:120/208/277/480 VAC, SV:24 VAC, VA:50, HUB: 1TF, Manual Reset | 42
107770 | LE1755 | Transformer, LE Series, PV:120/208/277/480 VAC, SV:24 VAC, VA:96, HUB: 1TF, Manual Reset | 58
108379 | CO-R-4X-RB-D | Carbon Monoxide Sensor, 0-125 PPM Default, (250 PPM Max), Room Mount, 4-20mA, 2-10VDC Output or Modbus RTU, NEMA 4X, LCD, Relay & Buzzer | 755
108397 | NO2-R-RB-D | Nitrogen Dioxide Sensor, 0-6 PPM Default, (10 PPM Max), Room Mount, 4-20mA, 2-10VDC Output or Modbus RTU, LCD, Relay & Buzzer | 720
108768 | A/RH3-1.8K-RO | Relative Humidity, RH Outputs: 0-5, 0-10 VDC & 4-20mA (Default), Room, ± 3% Accuracy, 1,800 Ohm Thermistor, w/ Override | 260
108816 | AFS-222-112 | Differential Pressure Switch, 0.05 to 12.0 inWC, SPDT, Auto Reset, Barbes Fitting | 61.5
108933 | CO-R-4X | Carbon Monoxide Sensor, 0-125 PPM Default, (250 PPM Max), Room Mount, 4-20mA, 2-10VDC Output or Modbus RTU, NEMA 4X Enclosure | 630
108976 | SPT-8.0" | Static Pitot Tube, Aluminum, 8" | 20
109130 | LE11145 | Transformer, LE Series, PV:120 VAC, SV:24 VAC, VA:20, HUB: 1TF | 20
109256 | MS-RH/KA/P/R | (2) LEDs, Key Test/Reset, Horn, Double Gang SS Plate | 140
109454 | MS-RH/KA/P/A/T | (3) LEDs, Key Test/Reset, Horn, Double Gang SS Plate | 115
109493 | PTA VERSION #2 | Pulse Width Modulation Input (0.1 to 10 sec), Analog Output, Version 2(0.023 to 6s Selectable) | 130
109680 | NO2-D | Nitrogen Dioxide Sensor, 0-6 PPM Default, (10 PPM Max), Duct Mount, 4-20mA, 2-10VDC, or Modbus Output | 685
109747 | LE11300 | Transformer, LE Series, PV:120 VAC, SV:24 VAC, VA:40, HUB: 1TF | 24
109761 | RN (0-2K) | Resistor Network (0 to 2000 Ohms) | 45
110245 | LE50000 | Transformer, LE Series, PV:120/208/240/277 VAC, SV:24 VAC, VA:50, HUB: 1TF, Manual Reset | 42
110250 | LE11711 | Transformer, LE Series, PV:120 VAC, SV:24 VAC, VA:50, HUB: 1TF, Manual Reset | 38
110588 | ATP-Y (1-11) | Analog Input, Pulse Output, Chiller Control, Version 1, Relay Output, 1-11 Seconds Pulse for York Chiller Packages | 144
110831 | A/PN004 | 73 MICRON BZE FILTER-BARB | 14
110913 | 55000-225APO | REPLACEMENT HEAD FOR A/SM-501N | 115
111575 | NO2-R-4X | Nitrogen Dioxide Sensor, 0-6 PPM Default, (10 PPM Max), Room Mount, 4-20mA, 2-10VDC Output or Modbus RTU, NEMA 4X Enclosure | 800
111653 | STN-1.0' | Sampling Tube for SL-2000, 1.0' | 10
111733 | MS-KA/R | (1) LED, Key Test/Reset, Single Gang SS Plate | 90
111750 | 6N1-ISO | Analog Input, Analog Output, Six Analog Average, HI/LO, Summing, Difference, Average, Binary | 194
112219 | A/PN021 | IN LINE FILTER FOR 1/4"OD TUBE | 15
112382 | AFP VERSION #4 | Analog Input (0-5VDC), Floating Point Output (60 sec), Version #4, (30, 90s Selectable), Relay On @ MIN/MAX voltage | 154.5
113012 | NO2-D-RB-D | Nitrogen Dioxide Sensor, 0-6 PPM Default, (10 PPM Max), Duct Mount, 4-20mA, 2-10VDC Output or Modbus RTU, LCD, Relay & Buzzer | 820
114653 | RN (0-1500) | Resistor Network (0 to 1500 Ohms) | 45
114888 | A/100KS-S-GD | 100,000 Ohm Thermistor, Strap On, Galvanized Enclosure | 38
114890 | A/10KS-S-GD | 10,000 Ohm Thermistor, Strap On, Galvanized Enclosure | 38
114893 | A/1K-NI-S-GD | 1,000 Ohm Nickel RTD, Strap On, Galvanized Enclosure | 48
114894 | A/20K-S-GD | 20,000 Ohm Thermistor, Strap On, Galvanized Enclosure | 38
114902 | A/3K-S-GD | 3,000 Ohm Thermistor, Strap On, Galvanized Enclosure | 38
114907 | A/AN-S-GD | 10,000 Ohm Thermistor (Type III), Strap On, Galvanized Enclosure | 38
114910 | A/BALCO-S-GD | 1,000 Ohm Balco RTD, Strap On, Galvanized Enclosure | 70
114911 | A/CP-S-GD | 10,000 Ohm Thermistor (Type II), Strap On, Galvanized Enclosure | 38
114912 | A/CSI-S-GD | 10,000 Ohm (CSI) Thermistor, Strap On, Galvanized Enclosure | 38
114922 | A/1.8K-S-GD | 1,800 Ohm Thermistor, Strap On, Galvanized Enclosure | 38
116282 | CO2-010-D | Carbon Dioxide Sensor, Duct Mount, 0-10VDC Output | 360
116601 | A/GP 10'HARNESS | GP Harness, 10'(3.1m) | 40
116697 | NO2-R-4X-RB-D | Nitrogen Dioxide Sensor, 0-6 PPM default, (10 PPM Max), Room Mount, 4-20mA, 2-10VDC Output or Modbus RTU, NEMA 4X Enclosure, LCD, Relay & Buzzer | 885
117852 | A/MCS | Mini, Fixed Current Switch, Solid Core, NO, 0 to 150A Range, <0.20A Trip Point | 40
117853 | A/MSCS | Mini, Fixed Current Switch, Split Core, NO, 0 to 150A Range, <0.55A Trip Point | 50
117854 | A/MCS-A | Mini, Adjustable Current Switch, Solid Core, NO, 0.32 to 150A Range,Trip point | 62
117855 | A/MSCS-A | Mini, Adjustable Current Switch, Split Core, NO, 0.70 to 150A Range, Trip Point | 67
118041 | AFS-262-112 | Differential Pressure Switch, 0.05 to 2.0” inWC, SPDT, Auto Reset, Barbed Fitting | 63.5
118216 | A/TT100-I-6"-4-GD | Transmitter w/ 100 Ohm RTD, Immersion, Welded Well, 6", Galvanized Enclosure, 4-20mA Output | 175
118217 | A/TT100-INW-6"-4-GD | Transmitter w/ 100 Ohm RTD, Immersion, No Well, 6", Galvanized Enclosure, 4-20mA Output | 144
118219 | A/TT100-S-2-GD | Transmitter w/ 100 Ohm RTD, Strap On, Galvanized Enclosure, 2-10VDC Output | 146
118220 | A/TT100-S-4-GD | Transmitter w/ 100 Ohm RTD, Strap On, Galvanized Enclosure, 4-20mA Output | 146
118226 | A/TT100-I-2.5"-1-GD | Transmitter w/ 100 Ohm RTD, Immersion, Welded Well, 2.5", Galvanized Enclosure, 1-5VDC Output | 175
118227 | A/TT100-I-2.5"-2-GD | Transmitter w/ 100 Ohm RTD, Immersion, Welded Well, 2.5", Galvanized Enclosure, 2-10VDC Output | 175
118228 | A/TT100-I-2.5"-4-GD | Transmitter w/ 100 Ohm RTD, Immersion, Welded Well, 2.5", Galvanized Enclosure, 4-20mA Output | 175
118229 | A/TT100-INW-2.5"-4-GD | Transmitter w/ 100 Ohm RTD, Immersion, No Well, 2.5", Galvanized Enclosure, 4-20mA Output | 144
118236 | A/TT100-D-8"-1-GD | Transmitter w/ 100 Ohm RTD, Duct, 8", Galvanized Enclosure, 1-5VDC Output | 144
118237 | A/TT100-D-8"-2-GD | Transmitter w/ 100 Ohm RTD, Duct, 8", Galvanized Enclosure, 2-10VDC Output | 144
118238 | A/TT100-D-8"-4-GD | Transmitter w/ 100 Ohm RTD, Duct, 8", Galvanized Enclosure, 4-20mA Output | 144
118242 | A/TT100-I-4"-1-GD | Transmitter w/ 100 Ohm RTD, Immersion, Welded Well, 4", Galvanized Enclosure, 1-5VDC Output | 175
118244 | A/TT100-I-4"-2-GD | Transmitter w/ 100 Ohm RTD, Immersion, Welded Well, 4", Galvanized Enclosure, 2-10VDC Output | 175
118245 | A/TT100-I-4"-4-GD | Transmitter w/ 100 Ohm RTD, Immersion, Welded Well, 4", Galvanized Enclosure, 4-20mA Output | 175
118248 | A/TT100-INW-4"-4-GD | Transmitter w/ 100 Ohm RTD, Immersion, no Well, 4", 4-20mA Output | 144
118269 | A/TT1K-I-6"-2-GD | Transmitter w/ 1,000 Ohm RTD, Immersion, Welded Well, 6", Galvanized Enclosure, 2-10VDC Output | 175
118270 | A/TT1K-I-6"-4-GD | Transmitter w/ 1,000 Ohm RTD, Immersion, Welded Well, 6", Galvanized Enclosure, 4-20mA Output | 175
118273 | A/TT1K-INW-6"-2-GD | Transmitter w/ 1,000 Ohm RTD, Immersion, No Well, 6", 2-10VDC Output | 144
118274 | A/TT1K-S-1-GD | Transmitter w/ 1,000 Ohm RTD, Strap On, Galvanized Enclosure, 1-5VDC Output | 146
118275 | A/TT1K-S-2-GD | Transmitter w/ 1,000 Ohm RTD, Strap On, Galvanized Enclosure, 2-10VDC Output | 146
118277 | A/TT1K-S-4-GD | Transmitter w/ 1,000 Ohm RTD, Strap On, Galvanized Enclosure, 4-20mA Output | 146
118282 | A/TT1K-A-12'-4-GD | Transmitter w/ 1,000 Ohm RTD, Copper Averaging, 12', Galvanized Enclosure, 4-20mA Output | 379
118283 | A/TT1K-A-24'-2-GD | Transmitter w/ 1,000 Ohm RTD, Copper Averaging, 24', Galvanized Enclosure, 2-10VDC Output | 408
118284 | A/TT1K-A-24'-4-GD | Transmitter w/ 1,000 Ohm RTD, Copper Averaging, 24', Galvanized Enclosure, 4-20mA Output | 408
118285 | A/TT1K-LTS-4-GD-10' | Transmitter w/ 1,000 Ohm RTD, 2" Freezer Probe 316SS, Galvanized Enclosure, 10', 4-20mA Output | 237
118287 | A/TT1K-I-2.5"-2-GD | Transmitter w/ 1,000 Ohm RTD, Immersion, Welded Well, 2.5", Galvanized Enclosure, 2-10VDC Output | 175
118288 | A/TT1K-I-2.5"-4-GD | Transmitter w/ 1,000 Ohm RTD, Immersion, Welded Well, 2.5", 4-20mA Output | 175
118289 | A/TT1K-INW-2.5"-2-GD | Transmitter w/ 1,000 Ohm RTD, Immersion, No Well, 2.5", Galvanized Enclosure, 2-10VDC Output | 144
118290 | A/TT1K-INW-2.5"-4-GD | Transmitter w/ 1,000 Ohm RTD, Immersion, No Well, 2.5", Galvanized Enclosure, 4-20mA Output | 144
118292 | A/TT1K-RA-18"-4-GD | Transmitter w/ 1,000 Ohm RTD, Rigid Probe Averaging, 18", Galvanized Enclosure, 4-20mA Output | 374
118295 | A/TT1K-RA-24"-4-GD | Transmitter w/ 1,000 Ohm RTD, Rigid Probe Averaging, 24", Galvanized Enclosure, 4-20mA Output | 374
118298 | A/TT1K-D-8"-1-GD | Transmitter w/ 1,000 Ohm RTD, Duct, 8", Galvanized Enclosure, 1-5VDC Output | 144
118299 | A/TT1K-D-8"-2-GD | Transmitter w/ 1,000 Ohm RTD, Duct, 8", Galvanized Enclosure, 2-10VDC Output | 144
118301 | A/TT1K-D-8"-4-GD | Transmitter w/ 1,000 Ohm RTD, Duct, 8", Galvanized Enclosure, 4-20mA Output | 144
118307 | A/TT1K-I-4"-1-GD | Transmitter w/ 1,000 Ohm RTD, Immersion, Welded Well, 4", Galvanized Enclosure, 1-5VDC Output | 175
118309 | A/TT1K-I-4"-2-GD | Transmitter w/ 1,000 Ohm RTD, Immersion, Welded Well, 4", Galvanized Enclosure, 2-10VDC Output | 175
118311 | A/TT1K-I-4"-4-GD | Transmitter w/ 1,000 Ohm RTD, Immersion, Welded Well, 4", Galvanized Enclosure, 4-20mA Output | 175
118314 | A/TT1K-INW-4"-4-GD | Transmitter w/ 1,000 Ohm RTD, Immersion, No Well, 4", Galvanized Enclosure, 4-20mA Output | 144
118317 | A/TT1K-A-50'-4-GD | Transmitter w/ 1,000 Ohm RTD, Copper Averaging, 50', Galvanized Enclosure, 4-20mA Output | 556
118340 | A/TTM100-I-6"-4-GD | Transmitter w/ 100 Ohm RTD (NIST Cert), Immersion, Welded Well, 6", Galvanized Enclosure, 4-20mA Output | 210
118341 | A/TTM100-INW-6"-4-GD | Transmitter w/ 100 Ohm RTD (NIST Cert), Immersion, No Well, 6", Galvanized Enclosure, 4-20mA Output | 179
118343 | A/TTM100-S-4-GD | Transmitter w/ 100 Ohm RTD (NIST Cert), Strap On, Galvanized Enclosure, 4-20mA Output | 181
118346 | A/TTM100-I-2.5"-4-GD | Transmitter w/ 100 Ohm RTD (NIST Cert), Immersion, Welded Well, 2.5", Galvanized Enclosure, 4-20mA Output | 210
118348 | A/TTM100-D-8"-4-GD | Transmitter w/ 100 Ohm RTD (NIST Cert), Duct, 8", Galvanized Enclosure, 4-20mA Output | 179
118350 | A/TTM100-I-4"-2-GD | Transmitter w/ 100 Ohm RTD (NIST Cert), Immersion, Welded Well, 4", Galvanized Enclosure, 2-10VDC Output | 204
118351 | A/TTM100-I-4"-4-GD | Transmitter w/ 100 Ohm RTD (NIST Cert), Immersion, Welded Well, 4", Galvanized Enclosure, 4-20mA Output | 210
118352 | A/TTM100-INW-4"-4-GD | Transmitter w/ 100 Ohm RTD (NIST Cert), Immersion, No Well, 4", Galvanized Enclosure, 4-20mA Output | 179
118363 | A/TTM1K-I-6"-4-GD | Transmitter w/ 1,000 Ohm RTD (NIST Cert), Immersion, Welded Well, 6", Galvanized Enclosure, 4-20mA Output | 210
118365 | A/TTM1K-INW-6"-4-GD | Transmitter w/ 1,000 Ohm RTD (NIST Cert), Immersion, No Well, 6", Galvanized Enclosure, 4-20mA Output | 179
118366 | A/TTM1K-S-4-GD | Transmitter w/ 1,000 Ohm RTD (NIST Cert), Strap On, Galvanized Enclosure, 4-20mA Output | 181
118368 | A/TTM1K-A-12'-4-GD | Transmitter w/ 1,000 Ohm RTD (NIST Cert), Copper Averaging, 12', Galvanized Enclosure, 4-20mA Output | 414
118370 | A/TTM1K-A-24'-4-GD | Transmitter w/ 1,000 Ohm RTD (NIST Cert), Copper Averaging, 24', Galvanized Enclosure, 4-20mA Output | 443
118371 | A/TTM1K-I-2.5"-4-GD | Transmitter w/ 1,000 Ohm RTD (NIST Cert), Immersion, Welded Well, 2.5", Galvanized Enclosure, 4-20mA Output | 210
118373 | A/TTM1K-D-8"-4-GD | Transmitter w/ 1,000 Ohm RTD (NIST Cert), Duct, 8", Galvanized Enclosure, 4-20mA Output | 179
118375 | A/TTM1K-I-4"-2-GD | Transmitter w/ 1,000 Ohm RTD (NIST Cert), Immersion, Welded Well, 4", Galvanized Enclosure, 2-10VDC Output | 210
118376 | A/TTM1K-I-4"-4-GD | Transmitter w/ 1,000 Ohm RTD (NIST Cert), Immersion, Welded Well, 4", Galvanized Enclosure, 4-20mA Output | 210
118379 | A/TTM1K-INW-4"-4-GD | Transmitter w/ 1,000 Ohm RTD (NIST Cert), Immersion, No Well, 4", Galvanized Enclosure, 4-20mA Output | 179
118389 | A/TT1K-HT-INW-6"-4-GD | Transmitter w/ 1,000 Ohm RTD, High Temperature Immersion, No Well, 6", Galvanized Enclosure, 4-20mA Output | 327
118391 | A/TT1K-HT-I-6"-4-GD | Transmitter w/ 1,000 Ohm RTD, High Temperature Immersion, Welded Well, 6", Galvanized Enclosure, 4-20mA Output | 360
118396 | A/TT1K-HT-INW-2.5"-4-GD | Transmitter w/ 1,000 Ohm RTD, High Temperature Immersion, No Well, 2.5", Galvanized Enclosure, 4-20mA Output | 318
118397 | A/TT1K-HT-I-2.5"-4-GD | Transmitter w/ 1,000 Ohm RTD, High Temperature Immersion, 2.5" 316SS, Galvanized Enclosure, 4-20mA Output | 365
118400 | A/TT1K-HT-D-4"-1-GD | Transmitter w/ 1,000 Ohm RTD, High Temperature Duct, 4" 316 SS, Galvanized Enclosure, 1-5VDC Output | 327
118401 | A/TT1K-HT-D-4"-2-GD | Transmitter w/ 1,000 Ohm RTD, High Temperature Duct, 4" 316SS, Galvanized Enclosure, 2-10VDC Output | 327
118402 | A/TT1K-HT-D-4"-4-GD | Transmitter w/ 1,000 Ohm RTD, High Temperature Duct, 4" 316 SS, Galvanized Enclosure, 4-20mA Output | 327
118404 | A/TT1K-HT-D-8"-2-GD | Transmitter w/ 1,000 Ohm RTD, High Temperature Duct, 8" 316 SS, Galvanized Enclosure, 2-10VDC Output | 327
118405 | A/TT1K-HT-D-8"-4-GD | Transmitter w/ 1,000 Ohm RTD, High Temperature Duct, 8" 316 SS, Galvanized Enclosure, 4-20mA Output | 327
118406 | A/TT1K-HT-D-12"-2-GD | Transmitter w/ 1,000 Ohm RTD, High Temperature Duct, 12" 316 SS, Galvanized Enclosure, 2-10VDC Output | 327
118407 | A/TT1K-HT-D-12"-4-GD | Transmitter w/ 1,000 Ohm RTD, High Temperature Duct, 12" 316 SS, Galvanized Enclosure, 4-20mA Output | 327
118408 | A/TT1K-HT-D-18"-4-GD | Transmitter w/ 1,000 Ohm RTD, High Temperature Duct, 18" 316 SS, Galvanized Enclosure, 4-20mA Output | 332
118410 | A/TT1K-HT-INW-4"-4-GD | Transmitter w/ 1,000 Ohm RTD, High Temperature Immersion, No Well, 4", Galvanized Enclosure, 4-20mA Output | 327
118411 | A/TT1K-HT-I-4"-1-GD | Transmitter w/ 1,000 Ohm RTD, High Temperature Immersion, Welded Well, 4", Galvanized Enclosure, 1-5VDC Output | 365
118412 | A/TT1K-HT-I-4"-2-GD | Transmitter w/ 1,000 Ohm RTD, High Temperature Immersion, Welded Well, 4", Galvanized Enclosure, 2-10VDC Output | 365
118413 | A/TT1K-HT-I-4"-4-GD | Transmitter w/ 1,000 Ohm RTD, High Temperature Immersion, Welded Well, 4", Galvanized Enclosure, 4-20mA Output | 365
118422 | A/TT100-I-6"-4-BB | Transmitter w/ 100 Ohm RTD, Immersion, Welded Well, 4", NEMA 3R Enclosure, 4-20mA Output | 192
118425 | A/TT100-I-6"-4-4X | Transmitter w/ 100 Ohm RTD, Immersion, Welded Well, 6", NEMA 4X Enclosure, 4-20mA Output | 209
118428 | A/TT100-INW-6"-4-4X | Transmitter w/ 100 Ohm RTD, Immersion, No Well, 6", NEMA 4X Enclosure, 4-20mA Output | 178
118431 | A/TT100-S-4-4X | Transmitter w/ 100 Ohm RTD, Strap On, NEMA 4X Enclosure, 4-20mA Output | 180
118433 | A/TT100-O-2-4X | Transmitter w/ 100 Ohm RTD, Outside Air, NEMA 4X Enclosure, 2-10VDC Output | 175
118434 | A/TT100-O-4-4X | Transmitter w/ 100 Ohm RTD, Outside Air, NEMA 4X Enclosure, 4-20mA Output | 175
118450 | A/TT100-SP-2 | Transmitter w/ 100 Ohm RTD, Wall Plate, Stainless Steel, 2-10VDC Output | 139
118451 | A/TT100-SP-4 | Transmitter w/ 100 Ohm RTD, Wall Plate, Stainless Steel, 4-20mA Output | 139
118459 | A/TT100-BO-1 | Transmitter w/ 100 Ohm RTD, Board Only, 1-5VDC Output | 98
118460 | A/TT100-BO-2 | Transmitter w/ 100 Ohm RTD, Board Only, 2-10VDC Output | 98
118462 | A/TT100-BO-4 | Transmitter w/ 100 Ohm RTD, Board Only, 4-20mA Output | 98
118464 | A/TT100-BO-4-POTTED | Transmitter w/ 100 Ohm RTD, Board Only, 4-20mA Output, Potted Board | 108
118465 | A/TT100-BO-4-4X | Transmitter w/ 100 Ohm RTD, Board Only, NEMA 4X Enclosure, 4-20mA Output | 128
118470 | A/TT100-I-2.5"-4-BB | Transmitter w/ 100 Ohm RTD, Immersion, Welded Well, 2.5", NEMA 3R Enclosure, 4-20mA Output | 192
118475 | A/TT100-I-2.5"-1-4X | Transmitter w/ 100 Ohm RTD, Immersion, Welded Well, 2.5", NEMA 4X Enclosure, 1-5VDC Output | 209
118476 | A/TT100-I-2.5"-4-4X | Transmitter w/ 100 Ohm RTD, Immersion, Welded Well, 2.5", NEMA 4X Enclosure, 4-20mA Output | 209
118485 | A/TT100-R-4-LCD | Transmitter w/ 100 Ohm RTD, Room (R), 4-20mA Output, LCD | 227
118493 | A/TT100-RS-1-C/W | Transmitter w/ 100 Ohm RTD, Room (R) with Setpoint, 1-5VDC Output, C/W | 125
118494 | A/TT100-RS-1-LCD-C/W | Transmitter w/ 100 Ohm RTD, Room (R) with Setpoint, 1-5VDC Output, LCD, C/W | 227
118495 | A/TT100-RS-4-LCD | Transmitter w/ 100 Ohm RTD, Room (R) with Setpoint, 4-20mA Output, LCD | 233
118497 | A/TT100-RS-4-C/W | Transmitter w/ 100 Ohm RTD, Room (R) with Setpoint, 4-20mA Output, C/W | 125
118502 | A/TT100-RO-4 | Transmitter w/ 100 Ohm RTD, Room (R) with Override, 4-20mA Output | 125
118508 | A/TT100-LTS-1-4X-10' | Transmitter w/ 100 Ohm RTD, 2" Freezer Probe 316SS, NEMA 4X Enclosure, 10', 1-5VDC Output | 263
118511 | A/TT100-RSO-4-55-85 | Transmitter w/ 100 Ohm RTD, Room (R) with Setpoint and Override, 4-20mA Output, 55-85 | 132
118513 | A/TT100-RSO-4-C/W | Transmitter w/ 100 Ohm RTD, Room (R) w/ Setpoint and Override, 4-20mA Output, C/W | 132
118518 | A/TT100-D-4"-4-BB | Transmitter w/ 100 Ohm RTD, Duct, 4", NEMA 3R Enclosure, 4-20mA Output | 161
118524 | A/TT100-D-8"-4-BB | Transmitter w/ 100 Ohm RTD, Duct, 8", NEMA 3R Enclosure, 4-20mA Output | 156
118529 | A/TT100-D-8"-4-4X | Transmitter w/ 100 Ohm RTD, Duct, 8", NEMA 4X Enclosure, 4-20mA Output | 178
118536 | A/TT100-D-12"-4-BB | Transmitter w/ 100 Ohm RTD, Duct, 12", NEMA 3R Enclosure, 4-20mA Output | 156
118539 | A/TT100-D-12"-4-4X | Transmitter w/ 100 Ohm RTD, Duct, 12", NEMA 4X Enclosure, 4-20mA Output | 178
118544 | A/TT100-D-18"-4-BB | Transmitter w/ 100 Ohm RTD, Duct, 18", NEMA 3R Enclosure, 4-20mA Output | 161
118545 | A/TT100-D-18"-4-4X | Transmitter w/ 100 Ohm RTD, Duct, 18", NEMA 4X Enclosure, 4-20mA Output | 183
118552 | A/TT100-I-4"-2-4X | Transmitter w/ 100 Ohm RTD, Immersion, Welded Well, 4", NEMA 4X Enclosure, 2-10VDC Output | 203
118553 | A/TT100-I-4"-4-4X | Transmitter w/ 100 Ohm RTD, Immersion, Welded Well, 4", NEMA 4X Enclosure, 4-20mA Output | 209
118555 | A/TT100-INW-4"-4-BB | Transmitter w/ 100 Ohm RTD, Immersion, No Well, 4", NEMA 3R Enclosure, 4-20mA Output | 161
118557 | A/TT100-INW-4"-4-4X | Transmitter w/ 100 Ohm RTD, Immersion, No Well, 4", NEMA 4X Enclosure, 4-20mA Output | 178
118624 | A/TT1K-I-6"-4-BB | Transmitter w/ 1,000 Ohm RTD, Immersion, Welded Well, 6", NEMA 3R Enclosure, 4-20mA Output | 192
118625 | A/TT1K-I-6"-4-4X | Transmitter w/ 1,000 Ohm RTD, Immersion, Welded Well, 6", NEMA 4X Enclosure, 4-20mA Output | 209
118628 | A/TT1K-INW-6"-4-BB | Transmitter w/ 1,000 Ohm RTD, Immersion, No Well, 6", NEMA 3R Enclosure, 4-20mA Output | 161
118631 | A/TT1K-S-2-4X | Transmitter w/ 1,000 Ohm RTD, Strap On, NEMA 4X Enclosure, 2-10VDC Output | 180
118632 | A/TT1K-S-4-4X | Transmitter w/ 1,000 Ohm RTD, Strap On, NEMA 4X Enclosure, 4-20mA Output | 180
118636 | A/TT1K-O-2-BB | Transmitter w/ 1,000 Ohm RTD, Outside Air, NEMA 3R Enclosure, 2-10VDC Output | 158
118638 | A/TT1K-O-4-BB | Transmitter w/ 1,000 Ohm RTD, Outside Air, NEMA 3R Enclosure, 4-20mA Output | 158
118639 | A/TT1K-O-2-4X | Transmitter w/ 1,000 Ohm RTD, Outside Air, NEMA 4X Enclosure, 2-10VDC Output | 175
118640 | A/TT1K-O-4-4X | Transmitter w/ 1,000 Ohm RTD, Outside Air, NEMA 4X Enclosure, 4-20mA Output | 175
118647 | A/TT1K-A-12'-4-BB | Transmitter w/ 1,000 Ohm RTD, Copper Averaging, 12', NEMA 3R Enclosure, 4-20mA Output | 396
118649 | A/TT1K-A-12'-4-4X | Transmitter w/ 1,000 Ohm RTD, Copper Averaging, 12', NEMA 4X Enclosure, 4-20mA Output | 413
118654 | A/TT1K-A-24'-4-BB | Transmitter w/ 1,000 Ohm RTD, Copper Averaging, 24', NEMA 3R Enclosure, 4-20mA Output | 425
118656 | A/TT1K-A-24'-4-4X | Transmitter w/ 1,000 Ohm RTD, Copper Averaging, 24', NEMA 4X Enclosure, 4-20mA Output | 442
118661 | A/TT1K-SP-1 | Transmitter w/ 1,000 Ohm RTD, Wall Plate, Stainless Steel, 1-5VDC Output | 139
118663 | A/TT1K-SP-2 | Transmitter w/ 1,000 Ohm RTD, Wall Plate, Stainless Steel, 2-10VDC Output | 139
118664 | A/TT1K-SP-4 | Transmitter w/ 1,000 Ohm RTD, Wall Plate, Stainless Steel, 4-20mA Output | 139
118665 | A/TT1K-LTS-4-4X-6' | Transmitter w/ 1,000 Ohm RTD, 2" Freezer Probe 316SS, NEMA 4X Enclosure, 6', 4-20mA Output | 271
118667 | A/TT1K-LTS-4-GD-6' | Transmitter w/ 1,000 Ohm RTD, 2" Freezer Probe 316SS, Galvanized Enclosure, 6', 4-20mA Output | 237
118673 | A/TT1K-BP-4-4X-10'CL2P | Transmitter w/ 1,000 Ohm RTD, Bullet Probe, 1", 10' Plenum Cable, NEMA 4X Enclosure, 4-20mA Output | 178
118679 | A/TT1K-BP-4-GD-20'CL2P | Transmitter w/ 1,000 Ohm RTD, Bullet Probe, 1", 20' Plenum Cable, Galvanized Enclosure, 4-20mA Output | 167
118689 | A/TT1K-BO-1 | Transmitter w/ 1,000 Ohm RTD, Board Only, 1-5VDC Output | 98
118692 | A/TT1K-BO-2 | Transmitter w/ 1,000 Ohm RTD, Board Only, 2-10VDC Output | 98
118694 | A/TT1K-BO-4 | Transmitter w/ 1,000 Ohm RTD, Board Only, 4-20mA Output | 98
118702 | A/TT1K-I-2.5"-4-BB | Transmitter w/ 1,000 Ohm RTD, Immersion, Welded Well, 2.5", NEMA 3R Enclosure, 4-20mA Output | 192
118706 | A/TT1K-I-2.5"-2-4X | Transmitter w/ 1,000 Ohm RTD, Immersion, Welded Well, 2.5", NEMA 4X Enclosure, 2-10VDC Output | 209
118707 | A/TT1K-I-2.5"-4-4X | Transmitter w/ 1,000 Ohm RTD, Immersion, Welded Well, 2.5", NEMA 4X Enclosure, 4-20mA Output | 209
118710 | A/TT1K-INW-2.5"-4-4X | Transmitter w/ 1,000 Ohm RTD, Immersion, No Well, 2.5", NEMA 4X Enclosure, 4-20mA Output | 178
118712 | A/TT1K-I-2.5"-4-EXPL | Transmitter w/ 1,000 Ohm RTD, Hazardous, Immersion, Welded Well, 2.5", 4-20mA Output | 649
118713 | A/TT1K-R-1 | Transmitter w/ 1,000 Ohm RTD, Room (R), 1-5VDC Output | 118
118714 | A/TT1K-R-2 | Transmitter w/ 1,000 Ohm RTD, Room (R), 2-10VDC Output | 118
118717 | A/TT1K-R-4 | Transmitter w/ 1,000 Ohm RTD, Room (R), 4-20mA Output | 118
118720 | A/TT1K-R-4-LCD | Transmitter w/ 1,000 Ohm RTD, Room (R), 4-20mA Output, LCD | 227
118729 | A/TT1K-D-2"-2-EXPL | Transmitter w/ 1,000 Ohm RTD, Hazardous, Duct, 2", 2-10VDC Output | 625
118730 | A/TT1K-D-2"-4-EXPL | Transmitter w/ 1,000 Ohm RTD, Hazardous, Duct, 2", 4-20mA Output | 625
118733 | A/TT1K-RS-4-LCD-55-85 | Transmitter w/ 1,000 Ohm RTD, Room (R) with Setpoint, 4-20mA Output, 55-85, LCD | 227
118734 | A/TT1K-RS-4-C/W | Transmitter w/ 1,000 Ohm RTD, Room (R) with Setpoint, 4-20mA Output, C/W | 125
118738 | A/TT1K-RS-4 | Transmitter w/ 1,000 Ohm RTD, Room (R) with Setpoint, 4-20mA Output | 125
118739 | A/TT1K-RS-4-LCD | Transmitter w/ 1,000 Ohm RTD, Room (R) with Setpoint, 4-20mA Output, LCD | 233
118746 | A/TT1K-RO-4 | Transmitter w/ 1,000 Ohm RTD, Room (R) with Override, 4-20mA Output | 125
118751 | A/TT1K-LTS-4-4X-30' | Transmitter w/ 1,000 Ohm RTD, 2" Freezer Probe 316SS, NEMA 4X Enclosure, 30', 4-20mA Output | 302
118752 | A/TT1K-LTS-4-GD-30' | Transmitter w/ 1,000 Ohm RTD, 2" Freezer Probe 316SS, Galvanized Enclosure, 30', 4-20mA Output | 268
118754 | A/TT1K-LTS-2-4X-10' | Transmitter w/ 1,000 Ohm RTD, 2" Freezer Probe 316SS, NEMA 4X Enclosure, 10', 2-10VDC Output | 271
118756 | A/TT1K-LTS-4-4X-10' | Transmitter w/ 1,000 Ohm RTD, 2" Freezer Probe 316SS, NEMA 4X Enclosure, 10', 4-20mA Output | 271
118759 | A/TT1K-RSO-1-C/W | Transmitter w/ 1,000 Ohm RTD, Room (R) with Setpoint and Override, 1-5VDC Output, C/W | 132
118761 | A/TT1K-RSO-2-C/W | Transmitter w/ 1,000 Ohm RTD, Room (R) with Setpoint and Override, 2-10VDC Output, C/W | 132
118764 | A/TT1K-RSO-4-C/W | Transmitter w/ 1,000 Ohm RTD, Room (R) with Setpoint and Override, 4-20mA Output, C/W | 132
118765 | A/TT1K-RSO-4-LCD-C/W | Transmitter w/ 1,000 Ohm RTD, Room (R) with Setpoint and Override, 4-20mA Output, LCD, C/W | 240
118770 | A/TT1K-D-4"-4-BB | Transmitter w/ 1,000 Ohm RTD, Duct, 4", NEMA 3R Enclosure, Potted Board, 4-20mA Output | 161
118772 | A/TT1K-D-4"-4-4X | Transmitter w/ 1,000 Ohm RTD, Duct, 4", NEMA 4X Enclosure, 4-20mA Output | 178
118780 | A/TT1K-D-8"-1-BB | Transmitter w/ 1,000 Ohm RTD, Duct, 8", NEMA 3R Enclosure, 1-5VDC Output | 161
118781 | A/TT1K-D-8"-4-BB | Transmitter w/ 1,000 Ohm RTD, Duct, 8", NEMA 3R Enclosure, 4-20mA Output | 161
118784 | A/TT1K-D-8"-4-EXPL | Transmitter w/ 1,000 Ohm RTD, Hazardous, Duct, 8", 4-20mA Output | 644
118785 | A/TT1K-D-8"-4-4X | Transmitter w/ 1,000 Ohm RTD, Duct, 8", NEMA 4X Enclosure, 4-20mA Output | 178
118791 | A/TT1K-D-12"-4-BB | Transmitter w/ 1,000 Ohm RTD, Duct, 12", NEMA 3R Enclosure, 4-20mA Output | 161
118792 | A/TT1K-D-12"-4-4X | Transmitter w/ 1,000 Ohm RTD, Duct, 12", NEMA 4X Enclosure, 4-20mA Output | 178
118798 | A/TT1K-D-18"-4-BB | Transmitter w/ 1,000 Ohm RTD, Duct, 18", NEMA 3R Enclosure, 4-20mA Output | 166
118800 | A/TT1K-D-18"-4-4X | Transmitter w/ 1,000 Ohm RTD, Duct, 18", NEMA 4X Enclosure, 4-20mA Output | 183
118806 | A/TT1K-I-4"-2-BB | Transmitter w/ 1,000 Ohm RTD, Immersion, Welded Well, 4", NEMA 3R Enclosure, 2-10VDC Output | 192
118807 | A/TT1K-I-4"-4-BB | Transmitter w/ 1,000 Ohm RTD, Immersion, Welded Well, 4", NEMA 3R Enclosure, 4-20mA Output | 192
118814 | A/TT1K-I-4"-2-4X | Transmitter w/ 1,000 Ohm RTD, Immersion, Welded Well, 4", NEMA 4X Enclosure, 2-10VDC Output | 209
118815 | A/TT1K-I-4"-4-4X | Transmitter w/ 1,000 Ohm RTD, Immersion, Welded Well, 4", NEMA 4X Enclosure, 4-20mA Output | 209
118818 | A/TT1K-INW-4"-4-BB | Transmitter w/ 100 Ohm RTD, Immersion, No Well, 4", NEMA 3R Enclosure, 4-20mA Output | 161
118819 | A/TT1K-INW-4"-4-4X | Transmitter w/ 1,000 Ohm RTD, Immersion, No Well, 4", NEMA 4X Enclosure, 4-20mA Output | 178
118864 | A/TT1K-RS-4-LCD-C/W | Transmitter w/ 1,000 Ohm RTD, Room (R) with Setpoint, 4-20mA Output, LCD, C/W | 233
118891 | A/TTM100-I-6"-4-BB | Transmitter w/ 100 Ohm RTD (NIST Cert), Immersion, Welded Well, 6", NEMA 3R Enclosure, 4-20mA Output | 227
118904 | A/TTM100-SP-4 | Transmitter w/ 100 Ohm RTD (NIST Cert), Wall Plate, Stainless Steel, 4-20mA Output | 174
118911 | A/TTM100-I-2.5"-4-4X | Transmitter w/ 100 Ohm RTD (NIST Cert), Immersion, Welded Well, 2.5", NEMA 4X Enclosure, 4-20mA Output | 244
118914 | A/TTM100-R-4 | Transmitter w/ 100 Ohm RTD (NIST Cert), Room (R), 4-20mA Output | 153
118920 | A/TTM100-D-4"-4-BB | Transmitter w/ 100 Ohm RTD (NIST Cert), Duct, 4", NEMA 3R Enclosure, 4-20mA Output | 196
118925 | A/TTM100-D-8"-4-BB | Transmitter w/ 100 Ohm RTD (NIST Cert), Duct, 8", NEMA 3R Enclosure, 4-20mA Output | 196
118929 | A/TTM100-D-12"-4-BB | Transmitter w/ 100 Ohm RTD (NIST Cert), Duct, 12", NEMA 3R Enclosure, 4-20mA Output | 191
118930 | A/TTM100-D-12"-4-4X | Transmitter w/ 100 Ohm RTD (NIST Cert), Duct, 12", NEMA 4X Enclosure, 4-20mA Output | 213
118932 | A/TTM100-D-18"-4-BB | Transmitter w/ 100 Ohm RTD (NIST Cert), Duct, 18", NEMA 3R Enclosure, 4-20mA Output | 196
118935 | A/TTM100-I-4"-4-BB | Transmitter w/ 100 Ohm RTD (NIST Cert), Immersion, Welded Well, 4", NEMA 3R Enclosure, 4-20mA Output | 227
118938 | A/TTM100-I-4"-4-4X | Transmitter w/ 100 Ohm RTD (NIST Cert), Immersion, Welded Well, 4", NEMA 4X Enclosure, 4-20mA Output | 244
118942 | A/TTM100-INW-4"-4-4X | Transmitter w/ 100 Ohm RTD (NIST Cert), Immersion, No Well, 4", NEMA 4X Enclosure, 4-20mA Output | 213
118964 | A/TTM1K-I-6"-4-4X | Transmitter w/ 1,000 Ohm RTD (NIST Cert), Immersion, Welded Well, 6", NEMA 4X Enclosure, 4-20mA Output | 244
118966 | A/TTM1K-INW-6"-4-4X | Transmitter w/ 1,000 Ohm RTD (NIST Cert), Immersion, No Well, 6", NEMA 4X Enclosure, 4-20mA Output | 213
118969 | A/TTM1K-O-4-4X | Transmitter w/ 1,000 Ohm RTD (NIST Cert), Outside Air, NEMA 4X Enclosure, 4-20mA Output | 210
118973 | A/TTM1K-A-12'-4-BB | Transmitter w/ 1,000 Ohm RTD (NIST Cert), Copper Averaging, 12', NEMA 3R Enclosure, 4-20mA Output | 431
118976 | A/TTM1K-A-24'-4-BB | Transmitter w/ 1,000 Ohm RTD (NIST Cert), Copper Averaging, 24', NEMA 3R Enclosure, 4-20mA Output | 460
118977 | A/TTM1K-A-24'-4-4X | Transmitter w/ 1,000 Ohm RTD (NIST Cert), Copper Averaging, 24', NEMA 4X Enclosure, 4-20mA Output | 477
118982 | A/TTM1K-SP-2 | Transmitter w/ 1,000 Ohm RTD (NIST Cert), Wall Plate, Stainless Steel, 2-10VDC Output | 174
118983 | A/TTM1K-SP-4 | Transmitter w/ 1,000 Ohm RTD (NIST Cert), Wall Plate, Stainless Steel, 4-20mA Output | 174
118985 | A/TTM1K-LTS-4-4X-6' | Transmitter w/ 1,000 Ohm RTD (NIST CERT), 2" Freezer Probe 316SS, NEMA 4X Enclosure, 6', 4-20mA Output | 312
118986 | A/TTM1K-LTS-4-GD-6' | Transmitter w/ 1,000 Ohm RTD (NIST CERT), 2" Freezer Probe 316SS, Galvanized Enclosure, 6', 4-20mA Output | 278
118994 | A/TTM1K-R-2 | Transmitter w/ 1,000 Ohm RTD (NIST Cert), Room (R), 2-10VDC Output | 153
118996 | A/TTM1K-R-4 | Transmitter w/ 1,000 Ohm RTD (NIST Cert), Room (R), 4-20mA Output | 153
119007 | A/TTM1K-LTS-4-GD-10' | Transmitter w/ 1,000 Ohm RTD (NIST CERT), 2" Freezer Probe 316SS, Galvanized Enclosure, 10', 4-20mA Output | 278
119013 | A/TTM1K-D-4"-4-4X | Transmitter w/ 1,000 Ohm RTD (NIST Cert), Duct, 4", NEMA 4X Enclosure, 4-20mA Output | 213
119019 | A/TTM1K-D-12"-4-4X | Transmitter w/ 1,000 Ohm RTD (NIST Cert), Duct, 12", NEMA 4X Enclosure, 4-20mA Output | 218
119025 | A/TTM1K-I-4"-4-4X | Transmitter w/ 1,000 Ohm RTD (NIST Cert), Immersion, Welded Well, 4", NEMA 4X Enclosure, 4-20mA Output | 244
119026 | A/TTM1K-INW-4"-4-4X | Transmitter w/ 1,000 Ohm RTD (NIST Cert), Immersion, No Well, 4", NEMA 4X Enclosure, 4-20mA Output | 213
119058 | A/TT100-LTS-4-4X-10' | Transmitter w/ 100 Ohm RTD, 2" Freezer Probe 316SS, NEMA 4X Enclosure, 10', 4-20mA Output | 271
119059 | A/TT100-LTS-4-GD-10' | Transmitter w/ 100 Ohm RTD, 2" Freezer Probe 316SS, Galvanized Enclosure, 10', 4-20mA Output | 230
119060 | A/TT100-LT-BP-1-GD-8' | Transmitter w/ 100 Ohm RTD, Low Temperature Bullet Probe, 1" 316SS, 8', 1-5VDC Output | 327
119062 | A/TT100-LT-BP-4-GD-8' | Transmitter w/ 100 Ohm RTD, Low Temperature Bullet Probe, 1", 316SS, 8', 4-20mA Output | 318
119064 | A/TT100-LT-D-8"-2-GD | Transmitter w/ 100 Ohm RTD, Low Temperature Duct, 8" 316 SS, Galvanized Enclosure, 2-10VDC Output | 318
119066 | A/TT100-LT-I-4"-4-GD | Transmitter w/ 100 Ohm RTD, Low Temperature Immersion, Welded Well, 4", Galvanized Enclosure, 4-20mA Output | 354
119071 | A/TT1K-LT-BP-4-GD-8' | Transmitter w/ 1000 Ohm RTD, Low Temperature Bullet Probe, 1", 316SS, 8', 4-20mA Output | 327
119073 | A/TT1K-LTS-2-GD-30' | Transmitter w/ 1,000 Ohm RTD, 2" Freezer Probe 316SS, NEMA 4X Enclosure, 30', 2-10VDC Output | 268
119077 | A/TT1K-LT-D-8"-2-GD | Transmitter w/ 1000 Ohm RTD, Low Temperature Duct, 8" 316 SS, Galvanized Enclosure, 2-10VDC Output | 327
119078 | A/TT1K-LT-D-8"-4-GD | Transmitter w/ 1000 Ohm RTD, Low Temperature Duct, 8" 316 SS, Galvanized Enclosure, 4-20mA Output | 318
119079 | A/TT1K-LT-I-4"-4-GD | Transmitter w/ 1,000 Ohm RTD, Low Temperature Immersion, Welded Well, 4", Galvanized Enclosure, 4-20mA Output | 354
119084 | A/TT100-HT-I-6"-4-GD | Transmitter w/ 100 Ohm RTD, High Temperature Immersion, Welded Well, 6", Galvanized Enclosure, 4-20mA Output | 360
119088 | A/TT100-HT-D-4"-4-GD | Transmitter w/ 100 Ohm RTD, High Temperature Duct, 4" 316 SS, Galvanized Enclosure, 4-20mA Output | 327
119090 | A/TT100-HT-D-8"-4-GD | Transmitter w/ 100 Ohm RTD, High Temperature Duct, 8" 316 SS, Galvanized Enclosure, 4-20mA Output | 327
119092 | A/TT100-HT-D-12"-4-GD | Transmitter w/ 100 Ohm RTD, High Temperature Duct, 12" 316 SS, Galvanized Enclosure, 4-20mA Output | 327
119093 | A/TT100-HT-D-18"-4-GD | Transmitter w/ 100 Ohm RTD, High Temperature Duct, 18" 316 SS, Galvanized Enclosure, 4-20mA Output | 332
119094 | A/TT100-HT-INW-4"-4-GD | Transmitter w/ 100 Ohm RTD, High Temperature Immersion, No Well, 4", Galvanized Enclosure, 4-20mA Output | 327
119096 | A/TT100-HT-I-4"-4-GD | Transmitter w/ 100 Ohm RTD, High Temperature Immersion, Welded Well, 4", Galvanized Enclosure, 4-20mA Output | 354
119278 | A/TT100-D-4"-2-GD | Transmitter w/ 100 Ohm RTD, Duct, 4", Galvanized Enclosure, 2-10VDC Output | 144
119279 | A/TT100-D-4"-4-GD | Transmitter w/ 100 Ohm RTD, Duct, 4", Galvanized Enclosure, 4-20mA Output | 144
119282 | A/TT100-D-12"-4-GD | Transmitter w/ 100 Ohm RTD, Duct, 12", Galvanized Enclosure, 4-20mA Output | 144
119284 | A/TT100-D-18"-4-GD | Transmitter w/ 100 Ohm RTD, Duct, 18", Galvanized Enclosure, 4-20mA Output | 149
119289 | A/TT1K-D-4"-2-GD | Transmitter w/ 1,000 Ohm RTD, Duct, 4", Galvanized Enclosure, 2-10VDC Output | 144
119290 | A/TT1K-D-4"-4-GD | Transmitter w/ 1,000 Ohm RTD, Duct, 4", Galvanized Enclosure, 4-20mA Output | 144
119293 | A/TT1K-D-12"-2-GD | Transmitter w/ 1,000 Ohm RTD, Duct, 12", Galvanized Enclosure, 2-10VDC Output | 144
119294 | A/TT1K-D-12"-4-GD | Transmitter w/ 1,000 Ohm RTD, Duct, 12", Galvanized Enclosure, 4-20mA Output | 144
119295 | A/TT1K-D-18"-2-GD | Transmitter w/ 1,000 Ohm RTD, Duct, 18", Galvanized Enclosure, 2-10VDC Output | 149
119296 | A/TT1K-D-18"-4-GD | Transmitter w/ 1,000 Ohm RTD, Duct, 18", Galvanized Enclosure, 4-20mA Output | 149
119302 | A/TTM100-D-4"-4-GD | Transmitter w/ 100 Ohm RTD (NIST Cert), Duct, 4", Galvanized Enclosure, 4-20mA Output | 179
119303 | A/TTM100-D-12"-4-GD | Transmitter w/ 100 Ohm RTD (NIST Cert), Duct, 12", Galvanized Enclosure, 4-20mA Output | 179
119304 | A/TTM100-D-18"-4-GD | Transmitter w/ 100 Ohm RTD (NIST Cert), Duct, 18", Galvanized Enclosure, 4-20mA Output | 184
119308 | A/TTM1K-D-4"-4-GD | Transmitter w/ 1,000 Ohm RTD (NIST Cert), Duct, 4", Galvanized Enclosure, 4-20mA Output | 179
119309 | A/TTM1K-D-12"-4-GD | Transmitter w/ 1,000 Ohm RTD (NIST Cert), Duct, 12", Galvanized Enclosure, 4-20mA Output | 179
119311 | A/TTM1K-D-18"-4-GD | Transmitter w/ 1,000 Ohm RTD (NIST Cert), Duct, 18", Galvanized Enclosure, 4-20mA Output | 184
119333 | A/TTM100-D-18"-4-4X | Transmitter w/ 100 Ohm RTD (NIST Cert), Duct, 18", NEMA 4X Enclosure, 4-20mA Output | 218
119385 | A/1K-NI-I-2.5"-BB | 1,000 Ohm Nickel RTD, Immersion, Welded Well, 2.5", NEMA 3R Enclosure | 89.5
119398 | A/1K-2W-O-4X | 1,000 Ohm (Two Wires) RTD, Outside Air, NEMA 4X Enclosure | 88
119404 | A/1.8K-A-12'-GD | 1,800 Ohm Thermistor, Copper Averaging, 12', Galvanized Enclosure | 135
119405 | A/1.8K-A-24'-GD | 1,800 Ohm Thermistor, Copper Averaging, 24', Galvanized Enclosure | 185
119407 | A/1.8K-A-8'-GD | 1,800 Ohm Thermistor, Copper Averaging, 8', Galvanized Enclosure | 115
119408 | A/1.8K-D-12"-GD | 1,800 Ohm Thermistor, Duct, 12", Galvanized Enclosure | 27
119409 | A/1.8K-D-18"-GD | 1,800 Ohm Thermistor, Duct, 18", Galvanized Enclosure | 32
119411 | A/1.8K-D-4"-GD | 1,800 Ohm Thermistor, Duct, 4", Galvanized Enclosure | 27
119413 | A/1.8K-D-6"-GD | 1,800 Ohm Thermistor, Duct, 6", Galvanized Enclosure | 27
119414 | A/1.8K-D-8"-GD | 1,800 Ohm Thermistor, Duct, 8", Galvanized Enclosure | 27
119417 | A/1.8K-I-2.5"-GD | 1,800 Ohm Thermistor, Immersion, Welded Well, 2.5", Galvanized Enclosure | 58
119419 | A/1.8K-I-4"-GD | 1,800 Ohm Thermistor, Immersion, Welded Well, 4", Galvanized Enclosure | 58
119420 | A/1.8K-INW-4"-GD | 1,800 Ohm Thermistor, Immersion, No Well, 4", Galvanized Enclosure | 27
119423 | A/1.8K-I-6"-GD | 1,800 Ohm Thermistor, Immersion, Welded Well, 6", Galvanized Enclosure | 58
119425 | A/1.8K-RA-18"-GD | 1,800 Ohm Thermistor, Rigid Probe Averaging, 18", Galvanized Enclosure | 90
119426 | A/1.8K-RA-24"-GD | 1,800 Ohm Thermistor, Rigid Probe Averaging, 24", Galvanized Enclosure | 95
119427 | A/1.8K-RA-36"-GD | 1,800 Ohm Thermistor, Rigid Probe Averaging, 36", Galvanized Enclosure | 95
119430 | A/100-2W-D-12"-GD | 100 Ohm (Two Wires) RTD, Duct, 12", Galvanized Enclosure | 42
119431 | A/100-2W-D-18"-GD | 100 Ohm (Two Wires) RTD, Duct, 18", Galvanized Enclosure | 47
119432 | A/100-2W-D-4"-GD | 100 Ohm (Two Wires) RTD, Duct, 4", Galvanized Enclosure | 42
119434 | A/100-2W-D-8"-GD | 100 Ohm (Two Wires) RTD, Duct, 8", Galvanized Enclosure | 42
119436 | A/100-2W-I-2.5"-GD | 100 Ohm (Two Wires) RTD, Immersion, Welded Well, 2.5", Galvanized Enclosure | 73
119437 | A/100-2W-INW-2.5"-GD | 100 Ohm (Two Wires) RTD, Immersion, No Well, 2.5", Galvanized Enclosure | 42
119438 | A/100-2W-I-4"-GD | 100 Ohm (Two Wires) RTD, Immersion, Welded Well, 4", Galvanized Enclosure | 73
119440 | A/100-2W-INW-4"-GD | 100 Ohm (Two Wires) RTD, Immersion, No Well, 4", Galvanized Enclosure | 42
119442 | A/100-2W-I-6"-GD | 100 Ohm (Two Wires) RTD, Immersion, Welded Well, 6", Galvanized Enclosure | 73
119443 | A/100-2W-INW-6"-GD | 100 Ohm (Two Wires) RTD, Immersion, No Well, 6", Galvanized Enclosure | 42
119447 | A/100-2W-S-GD | 100 Ohm (Two Wires) RTD, Strap On, Galvanized Enclosure | 48
119452 | A/100-3W-D-12"-GD | 100 Ohm (Three Wires) RTD, Duct, 12", Galvanized Enclosure | 42
119454 | A/100-3W-D-18"-GD | 100 Ohm (Three Wires) RTD, Duct, 18", Galvanized Enclosure | 47
119455 | A/100-3W-D-4"-GD | 100 Ohm (Three Wires) RTD, Duct, 4", Galvanized Enclosure | 42
119457 | A/100-3W-D-8"-GD | 100 Ohm (Three Wires) RTD, Duct, 8", Galvanized Enclosure | 42
119462 | A/100-3W-I-2.5"-GD | 100 Ohm (Three Wires) RTD, Immersion, Welded Well, 2.5", Galvanized Enclosure | 73
119463 | A/100-3W-I-4"-GD | 100 Ohm (Three Wires) RTD, Immersion, Welded Well, 4", Galvanized Enclosure | 73
119464 | A/100-3W-INW-4"-GD | 100 Ohm (Three Wires) RTD, Immersion, No Well, 4", Galvanized Enclosure | 42
119465 | A/100-3W-I-6"-GD | 100 Ohm (Three Wires) RTD, Immersion, Welded Well, 6", Galvanized Enclosure | 73
119466 | A/100-3W-INW-6"-GD | 100 Ohm Platinum (Three Wires) RTD, Immersion, No Well, 6", Galvanized Enclosure | 42
119468 | A/100-3W-S-GD | 100 Ohm (Three Wires) RTD, Strap On, Galvanized Enclosure | 48
119485 | A/100KS-A-24'-GD | 100,000 Ohm Thermistor, Copper Averaging, 24', Galvanized Enclosure | 185
119486 | A/100KS-A-8'-GD | 100,000 Ohm Thermistor, Copper Averaging, 8', Galvanized Enclosure | 115
119488 | A/100KS-D-18"-GD | 100,000 Ohm Thermistor, Duct, 18", Galvanized Enclosure | 32
119489 | A/100KS-D-4"-GD | 100,000 Ohm Thermistor, Duct, 4", Galvanized Enclosure | 27
119490 | A/100KS-D-8"-GD | 100,000 Ohm Thermistor, Duct, 8", Galvanized Enclosure | 27
119491 | A/100KS-I-2.5"-GD | 100,000 Ohm Thermistor, Immersion, Welded Well, 2.5", Galvanized Enclosure | 58
119492 | A/100KS-I-4"-GD | 100,000 Ohm Thermistor, Immersion, Welded Well, 4", Galvanized Enclosure | 58
119494 | A/100KS-I-6"-GD | 100,000 Ohm Thermistor, Immersion, Welded Well, 6", Galvanized Enclosure | 58
119509 | A/10K-E1-D-4"-GD | 10,000 Ohm (E1) Thermistor, Duct, 4", Galvanized Enclosure | 27
119511 | A/10KS-A-12'-GD | 10,000 Ohm Thermistor, Copper Averaging, 12', Galvanized Enclosure | 135
119512 | A/10KS-A-24'-GD | 10,000 Ohm Thermistor, Copper Averaging, 24', Galvanized Enclosure | 185
119513 | A/10KS-A-8'-GD | 10,000 Ohm Thermistor, Copper Averaging, 8', Galvanized Enclosure | 115
119514 | A/10KS-D-12"-GD | 10,000 Ohm Thermistor, Duct, 12", Galvanized Enclosure | 27
119515 | A/10KS-D-18"-GD | 10,000 Ohm Thermistor, Duct, 18", Galvanized Enclosure | 32
119517 | A/10KS-D-4"-GD | 10,000 Ohm Thermistor, Duct, 4", Galvanized Enclosure | 27
119518 | A/10KS-D-8"-GD | 10,000 Ohm Thermistor, Duct, 8", Galvanized Enclosure | 27
119519 | A/10KS-I-2.5"-GD | 10,000 Ohm Thermistor, Immersion, Welded Well, 2.5", Galvanized Enclosure | 58
119520 | A/10KS-I-4"-GD | 10,000 Ohm Thermistor, Immersion, Welded Well, 4", Galvanized Enclosure | 58
119521 | A/10KS-INW-4"-GD | 10,000 Ohm Thermistor, Immersion, No Well, 4", Galvanized Enclosure | 27
119522 | A/10KS-I-6"-GD | 10,000 Ohm Thermistor, Immersion, Welded Well, 6", Galvanized Enclosure | 58
119523 | A/10KS-RA-18"-GD | 10,000 Ohm Thermistor, Rigid Probe Averaging, 18", Galvanized Enclosure | 90
119524 | A/10KS-RA-24"-GD | 10,000 Ohm Thermistor, Rigid Probe Averaging, 24", Galvanized Enclosure | 95
119526 | A/1K-2W-D-12"-GD | 1,000 Ohm (Two Wires) RTD, Duct, 12", Galvanized Enclosure | 42
119528 | A/1K-2W-D-18"-GD | 1,000 Ohm (Two Wires) RTD, Duct, 18", Galvanized Enclosure | 47
119530 | A/1K-2W-D-4"-GD | 1,000 Ohm (Two Wires) RTD, Duct, 4", Galvanized Enclosure | 42
119532 | A/1K-2W-D-6"-GD | 1,000 Ohm (Two Wires) RTD, Duct, 6", Galvanized Enclosure | 42
119534 | A/1K-2W-D-8"-GD | 1,000 Ohm (Two Wires) RTD, Duct, 8", Galvanized Enclosure | 42
119537 | A/1K-2W-I-2.5"-GD | 1,000 Ohm (Two Wires) RTD, Immersion, Welded Well, 2.5", Galvanized Enclosure | 73
119538 | A/1K-2W-INW-2.5"-GD | 1,000 Ohm (Two Wires) RTD, Immersion, No Well, 2.5", Galvanized Enclosure | 42
119541 | A/1K-2W-I-4"-GD | 1,000 Ohm (Two Wires) RTD, Immersion, Welded Well, 4", Galvanized Enclosure | 73
119542 | A/1K-2W-INW-4"-GD | 1,000 Ohm (Two Wires) RTD, Immersion, No Well, 4", Galvanized Enclosure | 42
119544 | A/1K-2W-I-6"-GD | 1,000 Ohm (Two Wires) RTD, Immersion, Welded Well, 6", Galvanized Enclosure | 73
119545 | A/1K-2W-INW-6"-GD | 1,000 Ohm (Two Wires) RTD, Immersion, No Well, 6", Galvanized Enclosure | 42
119547 | A/1K-2W-RA-12"-GD | 1,000 Ohm (Two Wires) RTD, Rigid Probe Averaging, 12", Galvanized Enclosure | 225
119548 | A/1K-2W-RA-18"-GD | 1,000 Ohm (Two Wires) RTD, Rigid Probe Averaging, 18", Galvanized Enclosure | 225
119549 | A/1K-2W-S-GD | 1,000 Ohm (Two Wires) RTD, Strap On, Galvanized Enclosure | 48
119551 | A/1K-3W-A-12'-GD | 1,000 Ohm (Three Wires) RTD, Copper Averaging, 12', Galvanized Enclosure | 215
119552 | A/1K-3W-A-24'-GD | 1,000 Ohm (Three Wires) RTD, Copper Averaging, 24', Galvanized Enclosure | 240
119554 | A/1K-3W-A-50'-GD | 1,000 Ohm (Three Wires) RTD, Copper Averaging, 50', Galvanized Enclosure | 375
119555 | A/1K-3W-A-8'-GD | 1,000 Ohm (Three Wires) RTD, Copper Averaging, 8', Galvanized Enclosure | 215
119556 | A/1K-3W-D-12"-GD | 1,000 Ohm (Three Wires) RTD, Duct, 12", Galvanized Enclosure | 42
119557 | A/1K-3W-D-18"-GD | 1,000 Ohm (Three Wires) RTD, Duct, 18", Galvanized Enclosure | 47
119559 | A/1K-3W-D-8"-GD | 1,000 Ohm (Three Wires) RTD, Duct, 8", Galvanized Enclosure | 42
119563 | A/1K-3W-I-2.5"-GD | 1,000 Ohm (Three Wires) RTD, Immersion, Welded Well, 2.5", Galvanized Enclosure | 73
119564 | A/1K-3W-I-4"-GD | 1,000 Ohm (Three Wires) RTD, Immersion, Welded Well, 4", Galvanized Enclosure | 73
119565 | A/1K-3W-INW-4"-GD | 1,000 Ohm (Three Wires) RTD, Immersion, No Well, 4", Galvanized Enclosure | 42
119566 | A/1K-3W-I-6"-GD | 1,000 Ohm (Three Wires) RTD, Immersion, Welded Well, 6", Galvanized Enclosure | 73
119568 | A/1K-3W-RA-12"-GD | 1,000 Ohm (Three Wires) RTD, Rigid Probe Averaging, 12", Galvanized Enclosure | 215
119569 | A/1K-3W-RA-18"-GD | 1,000 Ohm (Three Wires) RTD, Rigid Probe Averaging, 18", Galvanized Enclosure | 225
119570 | A/1K-3W-RA-24"-GD | 1,000 Ohm (Three Wires) RTD, Rigid Probe Averaging, 24", Galvanized Enclosure | 225
119571 | A/1K-3W-S-GD | 1,000 Ohm (Three Wires) RTD, Strap On, Galvanized Enclosure | 48
119577 | A/1K-NI-A-12'-GD | 1,000 Ohm Nickel RTD, Copper Averaging, 12', Galvanized Enclosure | 215
119579 | A/1K-NI-A-24'-GD | 1,000 Ohm Nickel RTD, Copper Averaging, 24', Galvanized Enclosure | 325
119580 | A/1K-NI-A-8'-GD | 1,000 Ohm Nickel RTD, Copper Averaging, 8', Galvanized Enclosure | 205
119581 | A/1K-NI-D-12"-GD | 1,000 Ohm Nickel RTD, Duct, 12", Galvanized Enclosure | 35
119582 | A/1K-NI-D-18"-GD | 1,000 Ohm Nickel RTD, Duct, 18", Galvanized Enclosure | 40
119585 | A/1K-NI-D-4"-GD | 1,000 Ohm Nickel RTD, Duct, 4", Galvanized Enclosure | 35
119586 | A/1K-NI-D-6"-GD | 1,000 Ohm Nickel RTD, Duct, 6", Galvanized Enclosure | 35
119587 | A/1K-NI-D-8"-GD | 1,000 Ohm Nickel RTD, Duct, 8", Galvanized Enclosure | 35
119590 | A/1K-NI-I-2.5"-GD | 1,000 Ohm Nickel RTD, Immersion, Welded Well, 2.5", Galvanized Enclosure | 73
119591 | A/1K-NI-INW-2.5"-GD | 1,000 Ohm Nickel RTD, Immersion, No Well, 2.5", Galvanized Enclosure | 35
119593 | A/1K-NI-I-4"-GD | 1,000 Ohm Nickel RTD, Immersion, Welded Well, 4", Galvanized Enclosure | 73
119594 | A/1K-NI-INW-4"-GD | 1,000 Ohm Nickel RTD, Immersion, No Well, 4", Galvanized Enclosure | 35
119595 | A/1K-NI-I-6"-GD | 1,000 Ohm Nickel RTD, Immersion, Welded Well, 6", Galvanized Enclosure | 73
119596 | A/1K-NI-INW-6"-GD | 1,000 Ohm Nickel RTD, Immersion, No Well, 6", Galvanized Enclosure | 35
119600 | A/TT100-D-4"-4-PB | Transmitter w/ 100 Ohm RTD, Duct, 4", Plastic Enclosure, 4-20mA Output | 144
119602 | A/TT100-D-8"-1-PB | Transmitter w/ 100 Ohm RTD, Duct, 8", Plastic Enclosure, 1-5VDC Output | 144
119603 | A/TT100-D-8"-2-PB | Transmitter w/ 100 Ohm RTD, Duct, 8", Plastic Enclosure, 2-10VDC Output | 144
119604 | A/TT100-D-8"-4-PB | Transmitter w/ 100 Ohm RTD, Duct, 8", Plastic Enclosure, 4-20mA Output | 144
119607 | A/TT100-D-12"-2-PB | Transmitter w/ 100 Ohm RTD, Duct, 12", Plastic Enclosure, 2-10VDC Output | 144
119608 | A/TT100-D-12"-4-PB | Transmitter w/ 100 Ohm RTD, Duct, 12", Plastic Enclosure, 4-20mA Output | 144
119612 | A/TT100-D-18"-4-PB | Transmitter w/ 100 Ohm RTD, Duct, 18", Plastic Enclosure, 4-20mA Output | 149
119640 | A/20K-A-12'-GD | 20,000 Ohm Thermistor, Copper Averaging, 12', Galvanized Enclosure | 135
119641 | A/20K-A-24'-GD | 20,000 Ohm Thermistor, Copper Averaging, 24', Galvanized Enclosure | 185
119642 | A/20K-A-50'-GD | 20,000 Ohm Thermistor, Copper Averaging, 50', Galvanized Enclosure | 500
119643 | A/20K-A-8'-GD | 20,000 Ohm Thermistor, Copper Averaging, 8', Galvanized Enclosure | 115
119644 | A/20K-D-12"-GD | 20,000 Ohm Thermistor, Duct, 12", Galvanized Enclosure | 27
119646 | A/20K-D-18"-GD | 20,000 Ohm Thermistor, Duct, 18", Galvanized Enclosure | 32
119649 | A/20K-D-4"-GD | 20,000 Ohm Thermistor, Duct, 4", Galvanized Enclosure | 27
119650 | A/20K-D-6"-GD | 20,000 Ohm Thermistor, Duct, 6", Galvanized Enclosure | 27
119651 | A/20K-D-8"-GD | 20,000 Ohm Thermistor, Duct, 8", Galvanized Enclosure | 27
119653 | A/20K-FA-24'-GD | 20,000 Ohm Thermistor, Flexible Cable Averaging, 24', Galvanized Enclosure | 230
119655 | A/20K-I-2.5"-GD | 20,000 Ohm Thermistor, Immersion, Welded Well, 2.5", Galvanized Enclosure | 58
119656 | A/20K-INW-2.5"-GD | 20,000 Ohm Thermistor, Immersion, No Well, 2.5", Galvanized Enclosure | 27
119657 | A/20K-I-4"-GD | 20,000 Ohm Thermistor, Immersion, Welded Well, 4", Galvanized Enclosure | 58
119658 | A/20K-INW-4"-GD | 20,000 Ohm Thermistor, Immersion, No Well, 4", Galvanized Enclosure | 27
119660 | A/20K-I-6"-GD | 20,000 Ohm Thermistor, Immersion, Welded Well, 6", Galvanized Enclosure | 58
119661 | A/20K-INW-6"-GD | 20,000 Ohm Thermistor, Immersion, No Well, 6", Galvanized Enclosure | 27
119662 | A/20K-RA-18"-GD | 20,000 Ohm Thermistor, Rigid Probe Averaging, 18", Galvanized Enclosure | 90
119663 | A/20K-RA-24"-GD | 20,000 Ohm Thermistor, Rigid Probe Averaging, 24", Galvanized Enclosure | 95
119664 | A/20K-RA-36"-GD | 20,000 Ohm Thermistor, Rigid Probe Averaging, 36", Galvanized Enclosure | 95
119688 | A/TT1K-D-4"-1-PB | Transmitter w/ 1,000 Ohm RTD, Duct, 4", Plastic Enclosure, 1-5VDC Output | 144
119689 | A/TT1K-D-4"-2-PB | Transmitter w/ 1,000 Ohm RTD, Duct, 4", Plastic Enclosure, 2-10VDC Output | 144
119690 | A/TT1K-D-4"-4-PB | Transmitter w/ 1,000 Ohm RTD, Duct, 4", Plastic Enclosure, 4-20mA Output | 144
119692 | A/TT1K-D-8"-1-PB | Transmitter w/ 1,000 Ohm RTD, Duct, 8", Plastic Enclosure, 1-5VDC Output | 144
119693 | A/TT1K-D-8"-2-PB | Transmitter w/ 1,000 Ohm RTD, Duct, 8", Plastic Enclosure, 2-10VDC Output | 144
119694 | A/TT1K-D-8"-4-PB | Transmitter w/ 1,000 Ohm RTD, Duct, 8", Plastic Enclosure, 4-20mA Output | 144
119696 | A/TT1K-D-12"-1-PB | Transmitter w/ 1,000 Ohm RTD, Duct, 12", Plastic Enclosure, 1-5VDC Output | 144
119697 | A/TT1K-D-12"-2-PB | Transmitter w/ 1,000 Ohm RTD, Duct, 12", Plastic Enclosure, 2-10VDC Output | 144
119698 | A/TT1K-D-12"-4-PB | Transmitter w/ 1,000 Ohm RTD, Duct, 12", Plastic Enclosure, 4-20mA Output | 144
119701 | A/TT1K-D-18"-2-PB | Transmitter w/ 1,000 Ohm RTD, Duct, 18", Plastic Enclosure, 2-10VDC Output | 149
119702 | A/TT1K-D-18"-4-PB | Transmitter w/ 1,000 Ohm RTD, Duct, 18", Plastic Enclosure, 4-20mA Output | 149
119707 | A/TT1K-A-8'-4-PB | Transmitter w/ 1,000 Ohm RTD, Copper Averaging, 8', Plastic Enclosure, 4-20mA Output | 379
119710 | A/TT1K-A-12'-4-PB | Transmitter w/ 1,000 Ohm RTD, Copper Averaging, 12', Plastic Enclosure, 4-20mA Output | 379
119711 | A/TT1K-A-24'-2-PB | Transmitter w/ 1,000 Ohm RTD, Copper Averaging, 24', Plastic Enclosure, 2-10VDC Output | 408
119712 | A/TT1K-A-24'-4-PB | Transmitter w/ 1,000 Ohm RTD, Copper Averaging, 24', Plastic Enclosure, 4-20mA Output | 408
119716 | A/TT1K-A-50'-4-PB | Transmitter w/ 1,000 Ohm RTD, Copper Averaging, 50', Plastic Enclosure, 4-20mA Output | 556
119718 | A/TT1K-A-100'-4-PB | Transmitter w/ 1,000 Ohm RTD, Copper Averaging, 100', Plastic Enclosure, 4-20mA Output | 731
119719 | A/TT1K-RA-18"-4-PB | Transmitter w/ 1,000 Ohm RTD, Rigid Probe Averaging, 18", Plastic Enclosure, 4-20mA Output | 363
119721 | A/TT1K-RA-24"-4-PB | Transmitter w/ 1,000 Ohm RTD, Rigid Probe Averaging, 24", Plastic Enclosure, 4-20mA Output | 374
119786 | A/3K-A-12'-GD | 3,000 Ohm Thermistor, Copper Averaging, 12', Galvanized Enclosure | 135
119787 | A/3K-A-24'-GD | 3,000 Ohm Thermistor, Copper Averaging, 24', Galvanized Enclosure | 185
119788 | A/3K-A-50'-GD | 3,000 Ohm Thermistor, Copper Averaging, 50', Galvanized Enclosure | 500
119789 | A/3K-A-8'-GD | 3,000 Ohm Thermistor, Copper Averaging, 8', Galvanized Enclosure | 115
119790 | A/3K-D-12"-GD | 3,000 Ohm Thermistor, Duct, 12", Galvanized Enclosure | 27
119791 | A/3K-D-18"-GD | 3,000 Ohm Thermistor, Duct, 18", Galvanized Enclosure | 32
119794 | A/3K-D-4"-GD | 3,000 Ohm Thermistor, Duct, 4", Galvanized Enclosure | 27
119796 | A/3K-D-8"-GD | 3,000 Ohm Thermistor, Duct, 8", Galvanized Enclosure | 27
119799 | A/3K-I-2.5"-GD | 3,000 Ohm Thermistor, Immersion, Welded Well, 2.5", Galvanized Enclosure | 58
119800 | A/3K-INW-2.5"-GD | 3,000 Ohm Thermistor, Immersion, No Well, 2.5", Galvanized Enclosure | 27
119801 | A/3K-I-4"-GD | 3,000 Ohm Thermistor, Immersion, Welded Well, 4", Galvanized Enclosure | 58
119802 | A/3K-INW-4"-GD | 3,000 Ohm Thermistor, Immersion, No Well, 4", Galvanized Enclosure | 27
119804 | A/3K-I-6"-GD | 3,000 Ohm Thermistor, Immersion, Welded Well, 6", Galvanized Enclosure | 58
119805 | A/3K-INW-6"-GD | 3,000 Ohm Thermistor, Immersion, No Well, 6", Galvanized Enclosure | 27
119806 | A/3K-RA-18"-GD | 3,000 Ohm Thermistor, Rigid Probe Averaging, 18", Galvanized Enclosure | 90
119807 | A/3K-RA-24"-GD | 3,000 Ohm Thermistor, Rigid Probe Averaging, 24", Galvanized Enclosure | 95
119859 | A/TTM100-D-4"-4-PB | Transmitter w/ 100 Ohm RTD (NIST Cert), Duct, 4", Plastic Enclosure, 4-20mA Output | 179
119860 | A/TTM100-D-8"-2-PB | Transmitter w/ 100 Ohm RTD (NIST Cert), Duct, 8", Plastic Enclosure, 2-10VDC Output | 179
119861 | A/TTM100-D-8"-4-PB | Transmitter w/ 100 Ohm RTD (NIST Cert), Duct, 8", Plastic Enclosure, 4-20mA Output | 179
119862 | A/TTM100-D-12"-4-PB | Transmitter w/ 100 Ohm RTD (NIST Cert), Duct, 12", Plastic Enclosure, 4-20mA Output | 174
119863 | A/TTM100-D-18"-2-PB | Transmitter w/ 100 Ohm RTD (NIST Cert), Duct, 18", Plastic Enclosure, 2-10VDC Output | 179
119864 | A/TTM100-D-18"-4-PB | Transmitter w/ 100 Ohm RTD (NIST Cert), Duct, 18", Plastic Enclosure, 4-20mA Output | 179
119875 | A/TTM1K-D-4"-4-PB | Transmitter w/ 1,000 Ohm RTD (NIST Cert), Duct, 4", Plastic Enclosure, 4-20mA Output | 179
119877 | A/TTM1K-D-8"-4-PB | Transmitter w/ 1,000 Ohm RTD (NIST Cert), Duct, 8", Plastic Enclosure, 4-20mA Output | 179
119878 | A/TTM1K-D-12"-2-PB | Transmitter w/ 1,000 Ohm RTD (NIST Cert), Duct, 12", Plastic Enclosure, 2-10VDC Output | 179
119879 | A/TTM1K-D-12"-4-PB | Transmitter w/ 1,000 Ohm RTD (NIST Cert), Duct, 12", Plastic Enclosure, 4-20mA Output | 179
119881 | A/TTM1K-D-18"-2-PB | Transmitter w/ 1,000 Ohm RTD (NIST Cert), Duct, 18", Plastic Enclosure, 2-10VDC Output | 179
119882 | A/TTM1K-D-18"-4-PB | Transmitter w/ 1,000 Ohm RTD (NIST Cert), Duct, 18", Plastic Enclosure, 4-20mA Output | 184
119885 | A/TTM1K-A-12'-4-PB | Transmitter w/ 1,000 Ohm RTD (NIST Cert), Copper Averaging, 12', Plastic Enclosure, 4-20mA Output | 414
119888 | A/TTM1K-A-24'-4-PB | Transmitter w/ 1,000 Ohm RTD (NIST Cert), Copper Averaging, 24', Plastic Enclosure, 4-20mA Output | 443
119890 | A/TTM1K-RA-12"-4-PB | Transmitter w/ 1,000 Ohm RTD (NIST Cert), Rigid Probe Averaging, 12", Plastic Enclosure, 4-20mA Output | 397
119937 | A/100-2W-BP | 100 Ohm (Two Wires) RTD, Bullet Probe, 1" | 34
119939 | A/100-2W-D-12"-PB | 100 Ohm (Two Wires) RTD, Duct, 12", Plastic Enclosure | 42
119940 | A/100-2W-D-12"-BB | 100 Ohm (Two Wires) RTD, Duct, 12", NEMA 3R Enclosure | 58.5
119942 | A/100-2W-D-18"-PB | 100 Ohm (Two Wires) RTD, Duct, 18", Plastic Enclosure | 47
119943 | A/100-2W-D-4"-PB | 100 Ohm (Two Wires) RTD, Duct, 4", Plastic Enclosure | 42
119946 | A/100-2W-D-8"-PB | 100 Ohm (Two Wires) RTD, Duct, 8", Plastic Enclosure | 42
119951 | A/100-2W-DO-4" | 100 Ohm (Two Wires) RTD, Duct, Without Box, 4" | 37
119952 | A/100-2W-DO-8" | 100 Ohm (Two Wires) RTD, Duct, Without Box, 8" | 37
119953 | A/100-2W-I-4"-4X | 100 Ohm (Two Wires) RTD, Immersion, Welded Well, 4", NEMA 4X Enclosure | 106
119954 | A/100-2W-I-4"-BB | 100 Ohm (Two Wires) RTD, Immersion, Welded Well, 4", NEMA 3R Enclosure | 89.5
119957 | A/100-2W-I-6"-4X | 100 Ohm (Two Wires) RTD, Immersion, Welded Well, 6", NEMA 4X Enclosure | 106
119958 | A/100-2W-I-2.5"-4X | 100 Ohm (Two Wires) RTD, Immersion, Welded Well, 2.5", NEMA 4X Enclosure | 106
119959 | A/100-2W-INW-4"-4X | 100 Ohm (Two Wires) RTD, Immersion, No Well, 4", NEMA 4X Enclosure | 75
119961 | A/100-2W-O-BB | 100 Ohm (Two Wires) RTD, Outside Air, NEMA 3R Enclosure | 71.5
119962 | A/100-2W-PO-2" | 100 Ohm (Two Wires) RTD, Probe Only, 2" | 34
119964 | A/100-2W-PO-4" | 100 Ohm (Two Wires) RTD, Probe Only, 4" | 34
119965 | A/100-2W-PO-6" | 100 Ohm (Two Wires) RTD, Probe Only, 6" | 28
119966 | A/100-2W-PO-8" | 100 Ohm (Two Wires) RTD, Probe Only, 8" | 28
119978 | A/100-2W-S-4X | 100 Ohm (Two Wires) RTD, Strap On, NEMA 4X Enclosure | 81
119979 | A/100-2W-SP | 100 Ohm (Two Wires) RTD, Wall Plate, Stainless Steel | 47
119980 | A/100-2W-SBS | 100 Ohm (Two Wires) RTD, Flush Mount Button, Stainless Steel | 85
119984 | A/100-3W-BBS | 100 Ohm (Three Wires) RTD, Flush Mount Button, Brass | 85
119985 | A/100-3W-HT-BP-8' | 100 Ohm (Three Wires) RTD, High Temperature Bullet Probe, 1", 316SS, 8' | 125
119993 | A/100-3W-BP | 100 Ohm (Three Wires) RTD, Bullet Probe, 1" | 34
119995 | A/100-3W-BP-20'-CL2P | 100 Ohm (Three Wires) RTD, Bullet Probe, 1", 20' Plenum Cable | 69.5
119997 | A/100-3W-D-12"-PB | 100 Ohm (Three Wires) RTD, Duct, 12", Plastic Enclosure | 42
119999 | A/100-3W-D-12"-4X | 100 Ohm (Three Wires) RTD, Duct, 12", NEMA 4X Enclosure | 75
120001 | A/100-3W-HT-D-12"-GD | 100 Ohm (Three Wires) RTD, High Temperature Duct, 12" 316 SS, NEMA 4X Enclosure | 125
120003 | A/100-3W-D-18"-PB | 100 Ohm (Three Wires) RTD, Duct, 18", Plastic Enclosure | 47
120005 | A/100-3W-HT-D-18"-GD | 100 Ohm (Three Wires) RTD, High Temperature Duct, 18" 316 SS, Galvanized Enclosure | 130
120006 | A/100-3W-D-4"-PB | 100 Ohm (Three Wires) RTD, Duct, 4", Plastic Enclosure | 42
120007 | A/100-3W-D-4"-4X | 100 Ohm (Three Wires) RTD, Duct, 4", NEMA 4X Enclosure | 75
120008 | A/100-3W-D-4"-BB | 100 Ohm (Three Wires) RTD, Duct, 4", NEMA 3R Enclosure | 58.5
120009 | A/100-3W-HT-D-4"-GD | 100 Ohm (Three Wires) RTD, High Temperature Duct, 4" 316 SS, Galvanized Enclosure | 125
120011 | A/100-3W-D-8"-PB | 100 Ohm (Three Wires) RTD, Duct, 8", Plastic Enclosure | 42
120017 | A/100-3W-DO-12" | 100 Ohm (Three Wires) RTD, Duct, Without Box, 12" | 37
120019 | A/100-3W-DO-4" | 100 Ohm (Three Wires) RTD, Duct, Without Box, 4" | 37
120027 | A/100-3W-INW-4"-4X | 100 Ohm (Three Wires) RTD, Immersion, No Well, 4", NEMA 4X Enclosure | 75
120028 | A/100-3W-I-4"-4X | 100 Ohm (Three Wires) RTD, Immersion, Welded Well, 4", NEMA 4X Enclosure | 106
120029 | A/100-3W-I-4"-BB | 100 Ohm (Three Wires) RTD, Immersion, Welded Well, 4", NEMA 3R Enclosure | 89.5
120032 | A/100-3W-HT-I-4"-GD | 100 Ohm (Three Wires) RTD, High Temperature Immersion, 4", Galvanized Enclosure | 201
120034 | A/100-3W-INW-6"-4X | 100 Ohm (Three Wires) RTD, Immersion, No Well, 6", NEMA 4X Enclosure | 75
120035 | A/100-3W-I-6"-4X | 100 Ohm (Three Wires) RTD, Immersion, Welded Well, 6", NEMA 4X Enclosure | 106
120036 | A/100-3W-INW-6"-BB | 100 Ohm (Three Wires) RTD, Immersion, No Well, 6", NEMA 3R Enclosure | 58.5
120038 | A/100-3W-HT-I-6"-GD | 100 Ohm (Three Wires) RTD, High Temperature Immersion, 6", Galvanized Enclosure | 201
120043 | A/100-3W-O-4X | 100 Ohm (Three Wires) RTD, Outside Air, NEMA 4X Enclosure | 88
120044 | A/100-3W-O-BB | 100 Ohm (Three Wires) RTD, Outside Air, NEMA 3R Enclosure | 71.5
120046 | A/100-3W-PO-12" | 100 Ohm (Three Wires) RTD, Probe Only, 12" | 34
120047 | A/100-3W-PO-2" | 100 Ohm (Three Wires) RTD, Hazardous, Probe Only, 2" | 34
120048 | A/100-3W-PO-4" | 100 Ohm (Three Wires) RTD, Probe Only, 4" | 28
120049 | A/100-3W-PO-6" | 100 Ohm (Three Wires) RTD, Probe Only, 6" | 40
120050 | A/100-3W-PO-8" | 100 Ohm (Three Wires) RTD, Probe Only, 8" | 28
120058 | A/100-3W-S-4X | 100 Ohm (Three Wires) RTD, Strap On, NEMA 4X Enclosure | 81
120059 | A/100-3W-SP | 100 Ohm (Three Wires) RTD, Wall Plate, Stainless Steel | 47
120060 | A/100-3W-SBS | 100 Ohm (Three Wires) RTD, Flush Mount Button, Stainless Steel | 85
120063 | A/100-3W-PO-2"-EXPL | 100 Ohm (Three Wires) RTD, Hazardous, Probe Only, 2" | 80
120069 | A/100-2W-BP-10'CL2P | 100 Ohm (Two Wires) RTD, Bullet Probe, 1", 10' Plenum Cable | 52.5
120074 | A/100-3W-DO-12"-6'CL2P | 100 Ohm (Three Wires) RTD, Duct, Without Box, 12", 6' Plenum Cable | 42
120114 | A/100KS-A-24'-PB | 100,000 Ohm Thermistor, Copper Averaging, 24', Plastic Enclosure | 185
120116 | A/100KS-A-8'-PB | 100,000 Ohm Thermistor, Copper Averaging, 8', Plastic Enclosure | 115
120117 | A/100KS-BP | 100,000 Ohm Thermistor, Bullet Probe, 1" | 18.5
120118 | A/100KS-D-12"-PB | 100,000 Ohm Thermistor, Duct, 12", Plastic Enclosure | 27
120119 | A/100KS-D-18"-PB | 100,000 Ohm Thermistor, Duct, 18", Plastic Enclosure | 32
120121 | A/100KS-D-4"-PB | 100,000 Ohm Thermistor, Duct, 4", Plastic Enclosure | 27
120122 | A/100KS-D-8"-PB | 100,000 Ohm Thermistor, Duct, 8", Plastic Enclosure | 27
120123 | A/100KS-DO-4" | 100,000 Ohm Thermistor, Duct, Without Box, 4" | 24.5
120124 | A/100KS-DO-8" | 100,000 Ohm Thermistor, Duct, Without Box, 8" | 24.5
120125 | A/100KS-I-2.5"-PB | 100,000 Ohm Thermistor, Immersion, Welded Well, 2.5", Plastic Enclosure | 58
120126 | A/100KS-I-4"-PB | 100,000 Ohm Thermistor, Immersion, Welded Well, 4", Plastic Enclosure | 58
120137 | A/100KS-RA-36"-PB | 100,000 Ohm Thermistor, Rigid Probe Averaging, 36", Plastic Enclosure | 95
120138 | A/100KS-S-PB | 100,000 Ohm Thermistor, Strap On, Plastic Enclosure | 38
120139 | A/100KS-SP | 100,000 Ohm Thermistor, Wall Plate, Stainless Steel | 22
120183 | A/10K-E1-D-4"-PB | 10,000 Ohm (E1) Thermistor, Duct, 4", Plastic Enclosure | 27
120194 | A/10KS-A-12'-PB | 10,000 Ohm Thermistor, Copper Averaging, 12', Plastic Enclosure | 135
120195 | A/10KS-A-24'-PB | 10,000 Ohm Thermistor, Copper Averaging, 24', Plastic Enclosure | 185
120196 | A/10KS-A-8'-PB | 10,000 Ohm Thermistor, Copper Averaging, 8', Plastic Enclosure | 115
120197 | A/10KS-BBS | 10,000 Ohm Thermistor, Flush Mount Button, Brass | 85
120198 | A/10KS-BP | 10,000 Ohm Thermistor, Bullet Probe, 1" | 18.5
120200 | A/10KS-D-12"-PB | 10,000 Ohm Thermistor, Duct, 12", Plastic Enclosure | 27
120201 | A/10KS-D-18"-PB | 10,000 Ohm Thermistor, Duct, 18", Plastic Enclosure | 32
120203 | A/10KS-D-4"-PB | 10,000 Ohm Thermistor, Duct, 4", Plastic Enclosure | 27
120204 | A/10KS-D-8"-PB | 10,000 Ohm Thermistor, Duct, 8", Plastic Enclosure | 27
120205 | A/10KS-DO-4" | 10,000 Ohm Thermistor, Duct, Without Box, 4" | 24.5
120209 | A/10KS-I-2.5"-PB | 10,000 Ohm Thermistor, Immersion, Welded Well, 2.5", Plastic Enclosure | 58
120210 | A/10KS-I-4"-PB | 10,000 Ohm Thermistor, Immersion, Welded Well, 4", Plastic Enclosure | 58
120212 | A/10KS-INW-4"-PB | 10,000 Ohm Thermistor, Immersion, No Well, 4", Plastic Enclosure | 27
120213 | A/10KS-I-6"-PB | 10,000 Ohm Thermistor, Immersion, Welded Well, 6", Plastic Enclosure | 58
120220 | A/10KS-RA-18"-PB | 10,000 Ohm Thermistor, Rigid Probe Averaging, 18", Plastic Enclosure | 90
120221 | A/10KS-RA-24"-PB | 10,000 Ohm Thermistor, Rigid Probe Averaging, 24", Plastic Enclosure | 95
120222 | A/10KS-RA-36"-PB | 10,000 Ohm Thermistor, Rigid Probe Averaging, 36", Plastic Enclosure | 95
120229 | A/10KS-S-PB | 10,000 Ohm Thermistor, Strap On, Plastic Enclosure | 38
120230 | A/10KS-SP | 10,000 Ohm Thermistor, Wall Plate, Stainless Steel | 22
120232 | A/10KS-SBS | 10,000 Ohm Thermistor, Flush Mount Button, Stainless Steel | 85
120240 | A/1K-2W-BP-20'CL2P | 1,000 Ohm (Two Wires) RTD, Bullet Probe, 1", 20' Plenum Cable | 69.5
120253 | A/1K-2W-A-12'-PB | 1,000 Ohm (Two Wires) RTD, Copper Averaging, 12', Plastic Enclosure | 215
120254 | A/1K-2W-A-24'-PB | 1,000 Ohm (Two Wires) RTD, Copper Averaging, 24', Plastic Enclosure | 240
120255 | A/1K-2W-A-24'-BB | 1,000 Ohm (Two Wires) RTD, Copper Averaging, 24', NEMA 3R Enclosure | 256.5
120257 | A/1K-2W-A-50'-PB | 1,000 Ohm (Two Wires) RTD, Copper Averaging, 50', Plastic Enclosure | 375
120260 | A/1K-2W-A-8'-PB | 1,000 Ohm (Two Wires) RTD, Copper Averaging, 8', Plastic Enclosure | 215
120261 | A/1K-2W-BBS | 1,000 Ohm (Two Wires) RTD, Flush Mount Button, Brass | 85
120262 | A/1K-2W-BP | 1,000 Ohm (Two Wires) RTD, Bullet Probe, 1", 20' Plenum Cable | 34
120270 | A/1K-2W-D-12"-PB | 1,000 Ohm (Two Wires) RTD, Duct, 12", Plastic Enclosure | 42
120271 | A/1K-2W-D-12"-4X | 1,000 Ohm (Two Wires) RTD, Duct, 12", NEMA 4X Enclosure | 75
120272 | A/1K-2W-D-12"-BB | 1,000 Ohm (Two Wires) RTD, Duct, 12", NEMA 3R Enclosure | 58.5
120275 | A/1K-2W-D-18"-PB | 1,000 Ohm (Two Wires) RTD, Duct, 18", Plastic Enclosure | 47
120276 | A/1K-2W-D-18"-BB | 1,000 Ohm (Two Wires) RTD, Duct, 18", NEMA 3R Enclosure | 63.5
120280 | A/1K-2W-D-4"-PB | 1,000 Ohm (Two Wires) RTD, Duct, 4", Plastic Enclosure | 42
120282 | A/1K-2W-D-6"-PB | 1,000 Ohm (Two Wires) RTD, Duct, 6", Plastic Enclosure | 42
120283 | A/1K-2W-D-8"-PB | 1,000 Ohm (Two Wires) RTD, Duct, 8", Plastic Enclosure | 42
120284 | A/1K-2W-D-8"-4X | 1,000 Ohm (Two Wires) RTD, Duct, 8", NEMA 4X Enclosure | 75
120287 | A/1K-2W-D-8"-EXPL | 1,000 Ohm (Two Wires) RTD, Hazardous, Duct, 8" | 525
120289 | A/1K-2W-DO-12" | 1,000 Ohm (Two Wires) RTD, Duct, Without Box, 12" | 37
120290 | A/1K-2W-DO-4" | 1,000 Ohm (Two Wires) RTD, Duct, Without Box, 4" | 37
120291 | A/1K-2W-DO-8" | 1,000 Ohm (Two Wires) RTD, Duct, Without Box, 8" | 37
120292 | A/1K-2W-DO-8"-10'CL2P | 1,000 Ohm (Two Wires) RTD, Duct, Without Box, 8", 10' Plenum Cable | 54
120298 | A/1K-2W-I-2.5"-BB | 1,000 Ohm (Two Wires) RTD, Immersion, Welded Well, 2.5", NEMA 3R Enclosure | 89.5
120299 | A/1K-2W-I-4"-4X | 1,000 Ohm (Two Wires) RTD, Immersion, Welded Well, 4", NEMA 4X Enclosure | 106
120300 | A/1K-2W-I-4"-BB | 1,000 Ohm (Two Wires) RTD, Immersion, Welded Well, 4", NEMA 3R Enclosure | 89.5
120302 | A/1K-2W-I-4"-EXPL | 1,000 Ohm (Two Wires) RTD, Hazardous, Immersion, Welded Well, 4" | 525
120306 | A/1K-2W-INW-4"-BB | 1,000 Ohm (Two Wires) RTD, immersion, No Well, 4", NEMA 3R Enclosure | 58.5
120307 | A/1K-2W-I-6"-4X | 1,000 Ohm (Two Wires) RTD, Immersion, Welded Well, 6", NEMA 4X Enclosure | 106
120308 | A/1K-2W-I-6"-BB | 1,000 Ohm (Two Wires) RTD, Immersion, Welded Well, 6", NEMA 3R Enclosure | 89.5
120311 | A/1K-2W-INW-6"-4X | 1,000 Ohm (Two Wires) RTD, immersion, No Well, 6", NEMA 4X Enclosure | 75
120315 | A/1K-2W-O-BB | 1,000 Ohm (Two Wires) RTD, Outside Air, NEMA 3R Enclosure | 71.5
120316 | A/1K-2W-PO-12" | 1,000 Ohm (Two Wires) RTD, Probe Only, 12" | 34
120321 | A/1K-2W-PO-4" | 1,000 Ohm (Two Wires) RTD, Probe Only, 4" | 34
120324 | A/1K-2W-PO-8" | 1,000 Ohm (Two Wires) RTD, Probe Only, 8" | 34
120336 | A/1K-2W-RA-12"-PB | 1,000 Ohm (Two Wires) RTD, Rigid Probe Averaging, 12", Plastic Enclosure | 225
120337 | A/1K-2W-RA-18"-PB | 1,000 Ohm (Two Wires) RTD, Rigid Probe Averaging, 18", Plastic Enclosure | 225
120338 | A/1K-2W-RA-24"-PB | 1,000 Ohm (Two Wires) RTD, Rigid Probe Averaging, 24", Plastic Enclosure | 225
120339 | A/1K-2W-RA-24"-4X | 1,000 Ohm (Two Wires) RTD, Rigid Probe Averaging, 24", NEMA 4X Enclosure | 258
120340 | A/1K-2W-RA-36"-PB | 1,000 Ohm (Two Wires) RTD, Rigid Probe Averaging, 36", Plastic Enclosure | 225
120362 | A/1K-2W-S-4X | 1,000 Ohm (Two Wires) RTD, Strap On, NEMA 4X Enclosure | 81
120368 | A/1K-2W-SP | 1,000 Ohm (Two Wires) RTD, Wall Plate, Stainless Steel | 47
120372 | A/1K-2W-SBS | 1,000 Ohm (Two Wires) RTD, Flush Mount Button, Stainless Steel | 85
120377 | A/1K-3W-HT-BP-8' | 1,000 Ohm (Three Wires) RTD, High Temperature Bullet Probe, 1", 316SS, 8' | 125
120378 | A/1K-3W-LT-BP-8' | 1,000 Ohm (Three Wires) RTD, Low Temperature Bullet Probe, 1", 316SS, 8' | 180
120381 | A/1K-3W-A-100'-PB | 1,000 Ohm (Three Wires) RTD, Copper Averaging, 100', Plastic Enclosure | 535
120382 | A/1K-3W-A-12'-PB | 1,000 Ohm (Three Wires) RTD, Copper Averaging, 12', Plastic Enclosure | 215
120384 | A/1K-3W-A-24'-PB | 1,000 Ohm (Three Wires) RTD, Copper Averaging, 24', Plastic Enclosure | 240
120386 | A/1K-3W-A-50'-PB | 1,000 Ohm (Three Wires) RTD, Copper Averaging, 50', Plastic Enclosure | 375
120387 | A/1K-3W-A-50'-BB | 1,000 Ohm (Three Wires) RTD, Copper Averaging, 50', NEMA 3R Enclosure | 391.5
120388 | A/1K-3W-A-8'-PB | 1,000 Ohm (Three Wires) RTD, Copper Averaging, 8', Plastic Enclosure | 215
120389 | A/1K-3W-BP | 1,000 Ohm (Three Wires) RTD, Bullet Probe, 1" | 34
120390 | A/1K-3W-D-12"-PB | 1,000 Ohm (Three Wires) RTD, Duct, 12", Plastic Enclosure | 42
120391 | A/1K-3W-HT-D-12"-GD | 1,000 Ohm (Three Wires) RTD, High Temperature Duct, 12" 316 SS, Galvanized Enclosure | 125
120393 | A/1K-3W-D-18"-PB | 1,000 Ohm (Three Wires) RTD, Duct, 18", Plastic Enclosure | 47
120394 | A/1K-3W-D-4"-PB | 1,000 Ohm (Three Wires) RTD, Duct, 4", Plastic Enclosure | 42
120395 | A/1K-3W-HT-D-4"-GD | 1,000 Ohm (Three Wires) RTD, High Temperature Duct, 4" 316 SS, Galvanized Enclosure | 125
120396 | A/1K-3W-D-8"-PB | 1,000 Ohm (Three Wires) RTD, Duct, 8", Plastic Enclosure | 42
120399 | A/1K-3W-HT-D-8"-GD | 1,000 Ohm (Three Wires) RTD, High Temperature Duct, 8" 316 SS, Galvanized Enclosure | 125
120400 | A/1K-3W-LT-D-8"-GD | 1,000 Ohm (Three Wires) RTD, Low Temperature Duct, 8" 316 SS, Galvanized Enclosure | 180
120405 | A/1K-3W-LT-DO-4" | 1,000 Ohm (Three Wires) RTD, Low Temperature Duct, Without Box, 4" 316SS | 180
120407 | A/1K-3W-HT-DO-8" | 1,000 Ohm (Three Wires) RTD, High Temperature Duct, Without Box, 8" 316SS | 125
120408 | A/1K-3W-HT-I-2.5"-GD | 1,000 Ohm (Three Wires) RTD, High Temperature Immersion, Welded Well, 2.5", Galvanized Enclosure | 201
120411 | A/1K-3W-HT-I-4"-GD | 1,000 Ohm (Three Wires) RTD, High Temperature Immersion, Welded Well, 4", Galvanized Enclosure | 201
120412 | A/1K-3W-HT-I-6"-GD | 1,000 Ohm (Three Wires) RTD, High Temperature Immersion, Welded Well, 6", Galvanized Enclosure | 201
120415 | A/1K-3W-HT-INW-2.5"-GD | 1,000 Ohm (Three Wires) RTD, immersion, No Well, 2.5", Galvanized Enclosure | 170
120423 | A/1K-3W-LT-PO-4" | 1,000 Ohm (Three Wires) RTD, Low Temperature Probe Only, 4" | 180
120425 | A/1K-3W-PO-6" | 1,000 Ohm (Three Wires) RTD, Probe Only, 6" | 34
120427 | A/1K-3W-HT-PO-8" | 1,000 Ohm (Three Wires) RTD, High Temperature Probe Only, 8" 316SS | 125
120433 | A/1K-3W-RA-18"-PB | 1,000 Ohm (Three Wires) RTD, Rigid Probe Averaging, 18", Plastic Enclosure | 225
120434 | A/1K-3W-RA-24"-PB | 1,000 Ohm (Three Wires) RTD, Rigid Probe Averaging, 24", Plastic Enclosure | 225
120453 | A/1K-2W-DO-8"-96"CL2P-QC | 1,000 Ohm (Two Wires) RTD, Duct, Without Box, 8", 96" Plenum Cable, Quick Connects | 50
120468 | A/1K-2W-INW-4"-4X | 1,000 Ohm (Two Wires) RTD, immersion, No Well, 4", NEMA 4X Enclosure | 75
120471 | A/1K-NI-PO-2" | 1,000 Ohm Nickel RTD, Probe Only, 2" | 37
120473 | A/1K-NI-FRZ2"-30' | 1,000 Ohm Nickel RTD, 2" Freezer Probe 316 SS, 30' | 135
120476 | A/1K-NI-A-12'-PB | 1,000 Ohm Nickel RTD, Copper Averaging, 12', Plastic Enclosure | 215
120478 | A/1K-NI-A-12'-BB | 1,000 Ohm Nickel RTD, Copper Averaging, 12', NEMA 3R Enclosure | 231.5
120480 | A/1K-NI-A-24'-PB | 1,000 Ohm Nickel RTD, Copper Averaging, 24', Plastic Enclosure | 325
120481 | A/1K-NI-A-24'-4X | 1,000 Ohm Nickel RTD, Copper Averaging, 24', NEMA 4X Enclosure | 358
120482 | A/1K-NI-A-24'-BB | 1,000 Ohm Nickel RTD, Copper Averaging, 24', NEMA 3R Enclosure | 341.5
120484 | A/1K-NI-A-8'-PB | 1,000 Ohm Nickel RTD, Copper Averaging, 8', Plastic Enclosure | 205
120486 | A/1K-NI-A-8'-BB | 1,000 Ohm Nickel RTD, Copper Averaging, 8', NEMA 3R Enclosure | 221.5
120487 | A/1K-NI-AP | 1,000 Ohm Nickel RTD, Wall Plate, Aluminum | 50
120488 | A/1K-NI-BBS | 1,000 Ohm Nickel RTD, Flush Mount Button, Brass | 85
120490 | A/1K-NI-BP | 1,000 Ohm Nickel RTD, Bullet Probe, 1" | 34
120492 | A/1K-NI-D-12"-PB | 1,000 Ohm Nickel RTD, Duct, 12", Plastic Enclosure | 35
120493 | A/1K-NI-D-12"-BB | 1,000 Ohm Nickel RTD, Duct, 12", NEMA 3R Enclosure | 51.5
120495 | A/1K-NI-D-18"-PB | 1,000 Ohm Nickel RTD, Duct, 18", Plastic Enclosure | 40
120496 | A/1K-NI-D-18"-4X | 1,000 Ohm Nickel RTD, Duct, 18", NEMA 4X Enclosure | 73
120500 | A/1K-NI-D-4"-PB | 1,000 Ohm Nickel RTD, Duct, 4", Plastic Enclosure | 35
120501 | A/1K-NI-D-6"-PB | 1,000 Ohm Nickel RTD, Duct, 6", Plastic Enclosure | 35
120502 | A/1K-NI-D-8"-PB | 1,000 Ohm Nickel RTD, Duct, 8", Plastic Enclosure | 35
120503 | A/1K-NI-D-8"-4X | 1,000 Ohm Nickel RTD, Duct, 8", NEMA 4X Enclosure | 68
120504 | A/1K-NI-D-8"-BB | 1,000 Ohm Nickel RTD, Duct, 8", NEMA 3R Enclosure | 51.5
120507 | A/1K-NI-DO-12" | 1,000 Ohm Nickel RTD, Duct, Without Box, 12" | 27
120508 | A/1K-NI-DO-18" | 1,000 Ohm Nickel RTD, Duct, Without Box, 18" | 27
120510 | A/1K-NI-DO-4" | 1,000 Ohm Nickel RTD, Duct, Without Box, 4" | 27
120511 | A/1K-NI-DO-4"-6'CL2P | 1,000 Ohm Nickel RTD, Duct, Without Box, 4", 6" Plenum Cable | 50
120512 | A/1K-NI-DO-8" | 1,000 Ohm Nickel RTD, Duct, Without Box, 8" | 27
120516 | A/1K-NI-INW-2.5"-4X | 1,000 Ohm (Two Wires) RTD, immersion, No Well, 2.5", NEMA 4X Enclosure | 68
120517 | A/1K-NI-I-2.5"-4X | 1,000 Ohm Nickel RTD, Immersion, Welded Well, 2.5", NEMA 4X Enclosure | 106
120518 | A/1K-NI-I-4"-4X | 1,000 Ohm Nickel RTD, Immersion, Welded Well, 4", NEMA 4X Enclosure | 106
120519 | A/1K-NI-I-4"-BB | 1,000 Ohm Nickel RTD, Immersion, Welded Well, 4", NEMA 3R Enclosure | 89.5
120522 | A/1K-NI-INW-4"-BB | 1,000 Ohm Nickel RTD, Immersion, No Well, 4", NEMA 3R Enclosure | 51.5
120523 | A/1K-NI-I-6"-4X | 1,000 Ohm Nickel RTD, Immersion, Welded Well, 6", NEMA 4X Enclosure | 106
120524 | A/1K-NI-I-6"-BB | 1,000 Ohm Nickel RTD, Immersion, Welded Well, 6", NEMA 3R Enclosure | 89.5
120526 | A/1K-NI-O-BB | 1,000 Ohm Nickel RTD, Outside Air, NEMA 3R Enclosure | 55
120529 | A/1K-NI-PO-6" | 1,000 Ohm Nickel RTD, Probe Only, 6" | 37
120530 | A/1K-NI-PO-8" | 1,000 Ohm Nickel RTD, Probe Only, 8" | 37
120547 | A/1K-NI-S-4X | 1,000 Ohm Nickel RTD, Strap On, NEMA 4X Enclosure | 81
120549 | A/1K-NI-SP | 1,000 Ohm Nickel RTD, Wall Plate, Stainless Steel | 35
120550 | A/1K-NI-SP-OR | 1,000 Ohm Nickel RTD, Wall Plate, Stainless Steel, w/ Override | 65
120551 | A/1K-NI-SBS | 1,000 Ohm Nickel RTD, Flush Mount Button, Stainless Steel | 85
120562 | A/1K-NI-DO-4"-96"CL2P-QC | 1,000 Ohm Nickel RTD, Duct, Without Box, 4", 96" Plenum Cable, Quick Connects | 54
120581 | A/20K-A-12'-PB | 20,000 Ohm Thermistor, Copper Averaging, 12', Plastic Enclosure | 135
120582 | A/20K-A-12'-BB | 20,000 Ohm Thermistor, Copper Averaging, 12', NEMA 3R Enclosure | 151.5
120583 | A/20K-A-24'-PB | 20,000 Ohm Thermistor, Copper Averaging, 24', Plastic Enclosure | 185
120584 | A/20K-A-50'-PB | 20,000 Ohm Thermistor, Copper Averaging, 50', Plastic Enclosure | 500
120585 | A/20K-A-8'-PB | 20,000 Ohm Thermistor, Copper Averaging, 8', Plastic Enclosure | 115
120586 | A/20K-A-8'-BB | 20,000 Ohm Thermistor, Copper Averaging, 8', NEMA 3R Enclosure | 131.5
120587 | A/20K-BBS | 20,000 Ohm Thermistor, Flush Mount Button, Brass | 85
120588 | A/20K-BP | 20,000 Ohm Thermistor, Bullet Probe, 1" | 18.5
120591 | A/20K-BP-6'CL2P | 20,000 Ohm Thermistor, Bullet Probe, 1", 6' Plenum Cable | 33
120592 | A/20K-BP-20'CL2P | 20,000 Ohm Thermistor, Bullet Probe, 1", 20' Plenum Cable | 52.5
120593 | A/20K-D-12"-PB | 20,000 Ohm Thermistor, Duct, 12", Plastic Enclosure | 27
120594 | A/20K-D-12"-4X | 20,000 Ohm Thermistor, Duct, 12", NEMA 4X Enclosure | 60
120596 | A/20K-D-12"-BB | 20,000 Ohm Thermistor, Duct, 12", NEMA 3R Enclosure | 43.5
120599 | A/20K-D-18"-PB | 20,000 Ohm Thermistor, Duct, 18", Plastic Enclosure | 32
120600 | A/20K-D-18"-4X | 20,000 Ohm Thermistor, Duct, 18", NEMA 4X Enclosure | 65
120601 | A/20K-D-18"-BB | 20,000 Ohm Thermistor, Duct, 18", NEMA 3R Enclosure | 48.5
120608 | A/20K-D-4"-PB | 20,000 Ohm Thermistor, Duct, 12", Plastic Enclosure | 27
120609 | A/20K-D-4"-4X | 20,000 Ohm Thermistor, Duct, 4", NEMA 4X Enclosure | 60
120610 | A/20K-D-4"-BB | 20,000 Ohm Thermistor, Duct, 4", NEMA 3R Enclosure | 43.5
120611 | A/20K-D-4"-EXPL | 20,000 Ohm Thermistor, Hazardous, Duct, 4" | 525
120613 | A/20K-D-6"-PB | 20,000 Ohm Thermistor, Duct, 6", Plastic Enclosure | 27
120615 | A/20K-D-8"-PB | 20,000 Ohm Thermistor, Duct, 8", Plastic Enclosure | 27
120616 | A/20K-D-8"-4X | 20,000 Ohm Thermistor, Duct, 8", NEMA 4X Enclosure | 60
120617 | A/20K-D-8"-BB | 20,000 Ohm Thermistor, Duct, 8", NEMA 3R Enclosure | 43.5
120622 | A/20K-DO-12" | 20,000 Ohm Thermistor, Duct, Without Box, 12" | 24.5
120623 | A/20K-DO-18" | 20,000 Ohm Thermistor, Duct, Without Box, 18" | 29.5
120625 | A/20K-DO-4" | 20,000 Ohm Thermistor, Duct, Without Box, 4" | 24.5
120627 | A/20K-DO-4"-10'CL2P | 20,000 Ohm Thermistor, Duct, Without Box, 4", 10' Plenum Cable | 42.5
120628 | A/20K-DO-6" | 20,000 Ohm Thermistor, Duct, Without Box, 6" | 24.5
120629 | A/20K-DO-6"-10'CL2P | 20,000 Ohm Thermistor, Duct, Without Box, 6", 10' Plenum Cable | 42.5
120630 | A/20K-DO-8" | 20,000 Ohm Thermistor, Duct, Without Box, 8" | 24.5
120638 | A/20K-I-2.5"-PB | 20,000 Ohm Thermistor, Immersion, Welded Well, 2.5", Plastic Enclosure | 58
120639 | A/20K-I-2.5"-4X | 20,000 Ohm Thermistor, Immersion, Welded Well, 2.5", NEMA 4X Enclosure | 91
120640 | A/20K-I-2.5"-BB | 20,000 Ohm Thermistor, Immersion, Welded Well, 2.5", NEMA 3R Enclosure | 74.5
120641 | A/20K-INW-2.5"-PB | 20,000 Ohm Thermistor, Immersion, No Well, 2.5", Plastic Enclosure | 27
120645 | A/20K-I-4"-PB | 20,000 Ohm Thermistor, Immersion, Welded Well, 4", Plastic Enclosure | 58
120646 | A/20K-I-4"-4X | 20,000 Ohm Thermistor, Immersion, Welded Well, 4", NEMA 4X Enclosure | 91
120647 | A/20K-INW-4"-4X | 20,000 Ohm Thermistor, Immersion, No Well, 4", NEMA 4X Enclosure | 60
120648 | A/20K-I-4"-BB | 20,000 Ohm Thermistor, Immersion, Welded Well, 4", NEMA 3R Enclosure | 74.5
120649 | A/20K-INW-4"-BB | 20,000 Ohm Thermistor, Immersion, No Well, 4", NEMA 3R Enclosure | 43.5
120652 | A/20K-INW-4"-PB | 20,000 Ohm Thermistor, Immersion, No Well, 4", Plastic Enclosure | 27
120655 | A/20K-I-6"-PB | 20,000 Ohm Thermistor, Immersion, Welded Well, 6", Plastic Enclosure | 58
120656 | A/20K-I-6"-4X | 20,000 Ohm Thermistor, Immersion, Welded Well, 6", NEMA 4X Enclosure | 91
120657 | A/20K-I-6"-BB | 20,000 Ohm Thermistor, Immersion, Welded Well, 6", NEMA 3R Enclosure | 74.5
120658 | A/20K-INW-6"-BB | 20,000 Ohm Thermistor, Immersion, No Well, 6", NEMA 3R Enclosure | 43.5
120659 | A/20K-INW-6"-PB | 20,000 Ohm Thermistor, Immersion, No Well, 6", Plastic Enclosure | 27
120660 | A/20K-INW-2.5"-BB | 20,000 Ohm Thermistor, Immersion, No Well, 2.5", NEMA 3R Enclosure | 43.5
120662 | A/20K-O-4X | 20,000 Ohm Thermistor, Outside Air, NEMA 4X Enclosure | 61.5
120663 | A/20K-O-BB | 20,000 Ohm Thermistor, Outside Air, NEMA 3R Enclosure | 45
120664 | A/20K-PBS | 20,000 Ohm Thermistor, Flush Mount Button, Plastic | 50
120666 | A/20K-PO-4" | 20,000 Ohm Thermistor, Probe Only, 4" | 18.5
120675 | A/20K-RA-18"-PB | 20,000 Ohm Thermistor, Rigid Probe Averaging, 18", Plastic Enclosure | 90
120676 | A/20K-RA-24"-PB | 20,000 Ohm Thermistor, Rigid Probe Averaging, 24", Plastic Enclosure | 95
120677 | A/20K-RA-36"-PB | 20,000 Ohm Thermistor, Rigid Probe Averaging, 36", Plastic Enclosure | 95
120696 | A/20K-S-4X | 20,000 Ohm Thermistor, Strap On, NEMA 4X Enclosure | 71
120697 | A/20K-SP | 20,000 Ohm Thermistor, Wall Plate, Stainless Steel | 22
120698 | A/20K-SP-OR | 20,000 Ohm Thermistor, Wall Plate, Stainless Steel, w/ Override | 40
120702 | A/20K-SBS | 20,000 Ohm Thermistor, Flush Mount Button, Stainless Steel | 85
120713 | A/2252-BP | 2,252 Ohm Thermistor, Bullet Probe, 1" | 18.5
120992 | A/3K-A-12'-PB | 3,000 Ohm Thermistor, Copper Averaging, 12', Plastic Enclosure | 135
120993 | A/3K-A-12'-BB | 3,000 Ohm Thermistor, Copper Averaging, 12', NEMA 3R Enclosure | 151.5
120994 | A/3K-A-24'-PB | 3,000 Ohm Thermistor, Copper Averaging, 24', Plastic Enclosure | 185
120999 | A/3K-A-8'-PB | 3,000 Ohm Thermistor, Copper Averaging, 8', Plastic Enclosure | 115
121000 | A/3K-BBS | 3,000 Ohm Thermistor, Flush Mount Button, Brass | 85
121001 | A/3K-BP | 3,000 Ohm Thermistor, Bullet Probe, 1" | 18.5
121005 | A/3K-D-12"-PB | 3,000 Ohm Thermistor, Duct, 12", Plastic Enclosure | 27
121006 | A/3K-D-12"-BB | 3,000 Ohm Thermistor, Duct, 12", NEMA 3R Enclosure | 43.5
121008 | A/3K-D-18"-PB | 3,000 Ohm Thermistor, Duct, 18", Plastic Enclosure | 32
121009 | A/3K-D-18"-BB | 3,000 Ohm Thermistor, Duct, 18", NEMA 3R Enclosure | 48.5
121012 | A/3K-D-4"-PB | 3,000 Ohm Thermistor, Duct, 4", Plastic Enclosure | 27
121015 | A/3K-D-8"-PB | 3,000 Ohm Thermistor, Duct, 8", Plastic Enclosure | 27
121016 | A/3K-D-8"-4X | 3,000 Ohm Thermistor, Duct, 8", NEMA 4X Enclosure | 60
121017 | A/3K-D-8"-BB | 3,000 Ohm Thermistor, Duct, 8", NEMA 3R Enclosure | 43.5
121019 | A/3K-DO-12" | 3,000 Ohm Thermistor, Duct, Without Box, 12" | 24.5
121021 | A/3K-DO-18" | 3,000 Ohm Thermistor, Duct, Without Box, 18" | 24.5
121023 | A/3K-DO-4" | 3,000 Ohm Thermistor, Duct, Without Box, 4" | 24.5
121025 | A/3K-DO-4"-6'CL2P | 3,000 Ohm Thermistor, Duct, Without Box, 4", 6' Plenum Cable | 34.5
121026 | A/3K-DO-8" | 3,000 Ohm Thermistor, Duct, Without Box, 8" | 24.5
121033 | A/3K-I-2.5"-PB | 3,000 Ohm Thermistor, Immersion, Welded Well, 2.5", Plastic Enclosure | 58
121034 | A/3K-I-2.5"-4X | 3,000 Ohm Thermistor, Immersion, Welded Well, 2.5", NEMA 4X Enclosure | 91
121035 | A/3K-I-2.5"-BB | 3,000 Ohm Thermistor, Immersion, Welded Well, 2.5", NEMA 3R Enclosure | 74.5
121038 | A/3K-INW-2.5"-PB | 3,000 Ohm Thermistor, Immersion, No Well, 2.5", Plastic Enclosure | 27
121041 | A/3K-I-4"-PB | 3,000 Ohm Thermistor, Immersion, Welded Well, 4", Plastic Enclosure | 58
121042 | A/3K-I-4"-BB | 3,000 Ohm Thermistor, Immersion, Welded Well, 4", NEMA 3R Enclosure | 74.5
121045 | A/3K-INW-4"-PB | 3,000 Ohm Thermistor, Immersion, No Well, 4", Plastic Enclosure | 27
121046 | A/3K-INW-4"-BB | 3,000 Ohm Thermistor, Immersion, No Well, 4", NEMA 3R Enclosure | 43.5
121050 | A/3K-I-6"-PB | 3,000 Ohm Thermistor, Immersion, Welded Well, 6", Plastic Enclosure | 58
121051 | A/3K-I-6"-BB | 3,000 Ohm Thermistor, Immersion, Welded Well, 6", NEMA 3R Enclosure | 74.5
121052 | A/3K-INW-6"-PB | 3,000 Ohm Thermistor, Immersion, No Well, 6", Plastic Enclosure | 27
121053 | A/3K-INW-6"-BB | 3,000 Ohm Thermistor, Immersion, No Well, 6", NEMA 3R Enclosure | 43.5
121056 | A/3K-O-BB | 3,000 Ohm Thermistor, Outside Air, NEMA 3R Enclosure | 45
121057 | A/3K-PO-12" | 3,000 Ohm Thermistor, Probe Only, 12" | 18.5
121058 | A/3K-PO-4" | 3,000 Ohm Thermistor, Probe Only, 4" | 18.5
121059 | A/3K-PO-4"-10'CL2P | 3,000 Ohm Thermistor, Probe Only, 4", 10' Plenum Cable | 40
121069 | A/3K-RA-18"-PB | 3,000 Ohm Thermistor, Rigid Probe Averaging, 18", Plastic Enclosure | 90
121070 | A/3K-RA-24"-PB | 3,000 Ohm Thermistor, Rigid Probe Averaging, 24", Plastic Enclosure | 95
121071 | A/3K-RA-36"-PB | 3,000 Ohm Thermistor, Rigid Probe Averaging, 36", Plastic Enclosure | 95
121081 | A/3K-S-PB | 3,000 Ohm Thermistor, Strap On, Plastic Enclosure | 38
121082 | A/3K-S-4X | 3,000 Ohm Thermistor, Strap On, NEMA 4X Enclosure | 71
121084 | A/3K-SP | 3,000 Ohm Thermistor, Wall Plate, Stainless Steel | 22
121086 | A/3K-SP-OR | 3,000 Ohm Thermistor, Wall Plate, Stainless Steel, w/ Override | 40
121087 | A/3K-SP-OR-RS232 | 3,000 Ohm Thermistor, Wall Plate, Stainless Steel, w/ Override, RS232 | 70
121088 | A/3K-SP-RS232 | 3,000 Ohm Thermistor, Wall Plate, Stainless Steel, RS232 | 50
121089 | A/3K-SBS | 3,000 Ohm Thermistor, Flush Mount Button, Stainless Steel | 85
121236 | A/5K-A-12'-PB | 5,000 Ohm Thermistor, Copper Averaging, 12', Plastic Enclosure | 135
121239 | A/5K-BP | 5,000 Ohm Thermistor, Bullet Probe, 1" | 18.5
121293 | A/6DI-1AO | 6 Analog/Digital Inputs to 1 Analog Output | 50
121305 | A/AN-FRZ2"-30' | 10,000 Ohm Thermistor (Type III), 2" Freezer Probe 316SS, 30' | 115
121309 | A/AN-A-12'-PB | 10,000 Ohm Thermistor (Type III), Copper Averaging, 12', Plastic Enclosure | 135
121310 | A/AN-A-12'-4X | 10,000 Ohm Thermistor (Type III), Copper Averaging, 12', NEMA 4X Enclosure | 168
121312 | A/AN-A-12'-BB | 10,000 Ohm Thermistor (Type III), Copper Averaging, 12', NEMA 3R Enclosure | 151.5
121313 | A/AN-BC-A-12'-PB | 10,000 Ohm Thermistor w/11K Shunt, Copper Averaging, 12', Plastic Enclosure | 135
121315 | A/AN-A-24'-GD | 10,000 Ohm Thermistor (Type III), Copper Averaging, 24', Galvanized Enclosure | 185
121316 | A/AN-A-24'-4X | 10,000 Ohm Thermistor (Type III), Copper Averaging, 24', NEMA 4X Enclosure | 218
121317 | A/AN-A-24'-BB | 10,000 Ohm Thermistor (Type III), Copper Averaging, 24', NEMA 3R Enclosure | 201.5
121318 | A/AN-BC-A-24'-PB | 10,000 Ohm Thermistor w/11K Shunt, Copper Averaging, 24', Plastic Enclosure | 185
121322 | A/AN-A-50'-PB | 10,000 Ohm Thermistor (Type III), Copper Averaging, 50', Plastic Enclosure | 500
121325 | A/AN-A-8'-PB | 10,000 Ohm Thermistor (Type II), Copper Averaging, 8', Plastic Enclosure | 115
121326 | A/AN-A-8'-4X | 10,000 Ohm Thermistor (Type III), Copper Averaging, 8', NEMA 4X Enclosure | 148
121327 | A/AN-A-8'-BB | 10,000 Ohm Thermistor (Type III), Copper Averaging, 8', NEMA 3R Enclosure | 131.5
121328 | A/AN-BC-A-8'-PB | 10,000 Ohm Thermistor w/11K Shunt, Copper Averaging, 8', Plastic Enclosure | 115
121330 | A/AN-AP | 10,000 Ohm Thermistor (Type III), Wall Plate, Aluminum | 25
121331 | A/AN-BBS | 10,000 Ohm Thermistor (Type III), Flush Mount Button, Brass | 85
121332 | A/AN-BC-BBS | 10,000 Ohm Thermistor w/11K Shunt, Flush Mount Button, Brass | 85
121333 | A/AN-BC-PO-4" | 10,000 Ohm Thermistor w/11K Shunt, Probe Only, 4" | 18.5
121334 | A/AN-BC-SBS | 10,000 Ohm Thermistor w/11K Shunt, Flush Mount Button, Stainless Steel | 85
121336 | A/AN-BP | 10,000 Ohm Thermistor (Type III), Bullet Probe | 18.5
121339 | A/AN-BP-10'CL2P | 10,000 Ohm Thermistor w/11K Shunt, Bullet Probe, 1", 10' Plenum Cable | 40
121340 | A/AN-BP-20'CL2P | 10,000 Ohm Thermistor w/11K Shunt, Bullet Probe, 1", 20' Plenum Cable | 52.5
121347 | A/AN-BP-6'CL2P | 10,000 Ohm Thermistor (Type III), Bullet Probe, 1", 6' Plenum Cable | 33
121349 | A/AN-BC-BP | 10,000 Ohm Thermistor w/11K Shunt, Bullet Probe, 1" | 18.5
121352 | A/AN-D-12"-PB | 10,000 Ohm Thermistor (Type III), Duct, 12", Plastic Enclosure | 27
121353 | A/AN-D-12"-4X | 10,000 Ohm Thermistor (Type III), Duct, 12", NEMA 4X Enclosure | 60
121354 | A/AN-D-12"-BB | 10,000 Ohm Thermistor (Type III), Duct, 12", NEMA 3R Enclosure | 43.5
121357 | A/AN-BC-D-12"-PB | 10,000 Ohm Thermistor w/11K Shunt, Duct, 12", Plastic Enclosure | 27
121358 | A/AN-D-12"-EXPL | 10,000 Ohm Thermistor (Type III), Hazardous, Duct, 12" | 525
121362 | A/AN-D-18"-PB | 10,000 Ohm Thermistor (Type III), Duct, 18", Plastic Enclosure | 32
121363 | A/AN-D-18"-4X | 10,000 Ohm Thermistor (Type III), Duct, 18", NEMA 4X Enclosure | 65
121364 | A/AN-D-18"-BB | 10,000 Ohm Thermistor (Type III), Duct, 18", NEMA 3R Enclosure | 48.5
121367 | A/AN-BC-D-18"-PB | 10,000 Ohm Thermistor w/11K Shunt, Duct, 18", Plastic Enclosure | 32
121372 | A/AN-D-2"-EXPL | 10,000 Ohm Thermistor (Type III), Hazardous, Duct, 2" | 525
121377 | A/AN-D-4"-PB | 10,000 Ohm Thermistor (Type III), Duct, 4", Plastic Enclosure | 27
121379 | A/AN-D-4"-4X | 10,000 Ohm Thermistor (Type III), Duct, 4", NEMA 4X Enclosure | 60
121380 | A/AN-D-4"-BB | 10,000 Ohm Thermistor (Type III), Duct, 4", NEMA 3R Enclosure | 43.5
121384 | A/AN-BC-D-4"-PB | 10,000 Ohm Thermistor w/11K Shunt, Duct, 4", Plastic Enclosure | 27
121385 | A/AN-D-4"-EXPL | 10,000 Ohm Thermistor (Type III), Hazardous, Duct, 4" | 525
121389 | A/AN-D-6"-PB | 10,000 Ohm Thermistor (Type III), Duct, 6", Plastic Enclosure | 27
121390 | A/AN-D-6"-4X | 10,000 Ohm Thermistor (Type III), Duct, 6", NEMA 4X Enclosure | 60
121391 | A/AN-D-6"-BB | 10,000 Ohm Thermistor (Type III), Duct, 6", NEMA 3R Enclosure | 43.5
121393 | A/AN-BC-D-6"-PB | 10,000 Ohm Thermistor w/11K Shunt, Duct, 6", Plastic Enclosure | 27
121395 | A/AN-D-8"-PB | 10,000 Ohm Thermistor (Type III), Duct, 8", Plastic Enclosure | 27
121397 | A/AN-D-8"-4X | 10,000 Ohm Thermistor (Type III), Duct, 8", NEMA 4X Enclosure | 60
121399 | A/AN-D-8"-BB | 10,000 Ohm Thermistor (Type III), Duct, 8", NEMA 3R Enclosure | 43.5
121404 | A/AN-BC-D-8"-PB | 10,000 Ohm Thermistor w/11K Shunt, Duct, 8", Plastic Enclosure | 27
121405 | A/AN-BC-D-8"-BB | 10,000 Ohm Thermistor w/11K Shunt, Duct, 8", NEMA 3R Enclosure | 43.5
121407 | A/AN-D-8"-EXPL | 10,000 Ohm Thermistor (Type III), Hazardous, Duct, 8" | 525
121409 | A/AN-DO-12" | 10,000 Ohm Thermistor (Type III), Duct, Without Box, 12" | 24.5
121412 | A/AN-DO-18" | 10,000 Ohm Thermistor (Type III), Duct, Without Box, 18" | 24.5
121416 | A/AN-DO-4" | 10,000 Ohm Thermistor (Type III), Duct, Without Box, 4" | 24.5
121418 | A/AN-DO-4"-20'CL2P | 10,000 Ohm Thermistor (Type III), Duct, Without Box, 4", 20' Plenum Cable | 58.5
121422 | A/AN-BC-DO-4" | 10,000 Ohm Thermistor w/11K Shunt, Duct, Without Box, 4" | 24.5
121423 | A/AN-DO-4"-10'CL2P | 10,000 Ohm Thermistor (Type III), Duct, Without Box, 4", 10' Plenum Cable | 42.5
121425 | A/AN-DO-4"-6'CL2P | 10,000 Ohm Thermistor (Type III), Duct, Without Box, 4", 6' Plenum Cable | 34.5
121426 | A/AN-DO-6" | 10,000 Ohm Thermistor (Type III), Duct, Without Box, 6" | 24.5
121427 | A/AN-DO-8" | 10,000 Ohm Thermistor (Type III), Duct, Without Box, 8" | 24.5
121429 | A/AN-DO-8"-10'CL2P | 10,000 Ohm Thermistor (Type III), Duct, Without Box, 8", 10' Plenum Cable | 42.5
121430 | A/AN-DO-8"-20'CL2P | 10,000 Ohm Thermistor (Type III), Duct, Without Box, 8", 20' Plenum Cable | 58.5
121433 | A/AN-BC-DO-8" | 10,000 Ohm Thermistor w/11K Shunt, Duct, Without Box, 8" | 24.5
121435 | A/AN-DO-8"-6'CL2P | 10,000 Ohm Thermistor (Type III), Duct, Without Box, 8", 6' Plenum Cable | 34.5
121437 | A/AN-BC-DO-8"-10'CL2P | 10,000 Ohm Thermistor w/11K Shunt, Duct, Without Box, 8", 10' Plenum Cable | 42.5
121454 | A/AN-I-2.5"-PB | 10,000 Ohm Thermistor (Type III), Immersion, Welded Well, 2.5", Plastic Enclosure | 58
121455 | A/AN-I-2.5"-4X | 10,000 Ohm Thermistor (Type III), Immersion, Welded Well, 2.5", NEMA 4X Enclosure | 91
121456 | A/AN-I-2.5"-BB | 10,000 Ohm Thermistor (Type III), Immersion, Welded Well, 2.5", NEMA 3R Enclosure | 74.5
121458 | A/AN-I-2.5"-EXPL | 10,000 Ohm Thermistor (Type III), Hazardous, Immersion, Welded Well, 2.5" | 525
121459 | A/AN-INW-2.5"-PB | 10,000 Ohm Thermistor (Type III), Immersion, No Well, 2.5", Plastic Enclosure | 27
121462 | A/AN-BC-I-2.5"-PB | 10,000 Ohm Thermistor w/11K Shunt, Immersion, Welded Well, 2.5", Plastic Enclosure | 58
121464 | A/AN-INW-2.5"-4X | 10,000 Ohm Thermistor (Type III), Immersion, No Well, 2.5", NEMA 4X Enclosure | 60
121465 | A/AN-INW-2.5"-BB | 10,000 Ohm Thermistor (Type III), Immersion, No Well, 2.5", NEMA 3R Enclosure | 43.5
121469 | A/AN-I-4"-PB | 10,000 Ohm Thermistor (Type III), Immersion, Welded Well, 4", Plastic Enclosure | 58
121470 | A/AN-I-4"-4X | 10,000 Ohm Thermistor (Type III), Immersion, Welded Well, 4", NEMA 4X Enclosure | 91
121471 | A/AN-INW-4"-4X | 10,000 Ohm Thermistor (Type III), Immersion, No Well, 4", NEMA 4X Enclosure | 60
121473 | A/AN-I-4"-BB | 10,000 Ohm Thermistor (Type III), Immersion, Welded Well, 4", NEMA 3R Enclosure | 74.5
121474 | A/AN-INW-4"-BB | 10,000 Ohm Thermistor (Type III), Immersion, No Well, 4", NEMA 3R Enclosure | 43.5
121476 | A/AN-I-4"-EXPL | 10,000 Ohm Thermistor (Type III), Hazardous, Immersion, Welded Well, 4" | 525
121480 | A/AN-INW-4"-PB | 10,000 Ohm Thermistor (Type III), Immersion, No Well, 4", Plastic Enclosure | 27
121484 | A/AN-BC-I-4"-PB | 10,000 Ohm Thermistor w/11K Shunt, Immersion, Welded Well, 4", Plastic Enclosure | 58
121485 | A/AN-BC-I-4"-4X | 10,000 Ohm Thermistor w/11K Shunt, Immersion, Welded Well, 4", NEMA 4X Enclosure | 91
121486 | A/AN-BC-I-4"-BB | 10,000 Ohm Thermistor w/11K Shunt, Immersion, Welded Well, 4", NEMA 3R Enclosure | 74.5
121487 | A/AN-BC-INW-4"-PB | 10,000 Ohm Thermistor w/11K Shunt, Immersion, No Well, 4", Plastic Enclosure | 27
121493 | A/AN-BC-INW-4"-4X | 10,000 Ohm Thermistor w/11K Shunt, Immersion, No Well, 4", NEMA 4X Enclosure | 60
121498 | A/AN-I-6"-PB | 10,000 Ohm Thermistor (Type III), Immersion, Welded Well, 6", Plastic Enclosure | 58
121499 | A/AN-I-6"-BB | 10,000 Ohm Thermistor (Type III), Immersion, Welded Well, 6", NEMA 3R Enclosure | 74.5
121503 | A/AN-INW-6"-PB | 10,000 Ohm Thermistor (Type III), Immersion, No Well, 6", Plastic Enclosure | 27
121504 | A/AN-I-6"-4X | 10,000 Ohm Thermistor (Type III), Immersion, Welded Well, 6", NEMA 4X Enclosure | 91
121506 | A/AN-BC-I-6"-PB | 10,000 Ohm Thermistor w/11K Shunt, Immersion, Welded Well, 6", Plastic Enclosure | 58
121507 | A/AN-BC-INW-6"-PB | 10,000 Ohm Thermistor w/11K Shunt, Immersion, No Well, 6", Plastic Enclosure | 27
121508 | A/AN-BC-I-6"-BB | 10,000 Ohm Thermistor w/11K Shunt, Immersion, Welded Well, 6", NEMA 3R Enclosure | 74.5
121509 | A/AN-INW-6"-4X | 10,000 Ohm Thermistor (Type III), Immersion, No Well, 6", NEMA 4X Enclosure | 60
121513 | A/AN-BC-INW-6"-BB | 10,000 Ohm Thermistor w/11K Shunt, Immersion, No Well, 6", NEMA 3R Enclosure | 43.5
121515 | A/AN-INW-6"-BB | 10,000 Ohm Thermistor (Type III), Immersion, No Well, 6", NEMA 3R Enclosure | 43.5
121520 | A/AN-O-4X | 10,000 Ohm Thermistor (Type III), Outside Air, NEMA 4X Enclosure | 61.5
121524 | A/AN-O-BB | 10,000 Ohm Thermistor (Type III), Outside Air, NEMA 3R Enclosure | 45
121528 | A/AN-PO-12" | 10,000 Ohm Thermistor (Type III), Probe Only, 12" | 18.5
121534 | A/AN-PO-4" | 10,000 Ohm Thermistor (Type III), Probe Only, 4" | 18.5
121537 | A/AN-PO-6" | 10,000 Ohm Thermistor (Type III), Probe Only, 6" | 18.5
121538 | A/AN-PO-8" | 10,000 Ohm Thermistor (Type III), Probe Only, 8" | 18.5
121570 | A/AN-RA-12"-PB | 10,000 Ohm Thermistor (Type III), Rigid Probe Averaging, 12", Plastic Enclosure | 90
121571 | A/AN-RA-18"-PB | 10,000 Ohm Thermistor (Type III), Rigid Probe Averaging, 18", Plastic Enclosure | 90
121572 | A/AN-RA-18"-BB | 10,000 Ohm Thermistor (Type III), Rigid Probe Averaging, 18", NEMA 3R Enclosure | 106.5
121573 | A/AN-BC-RA-18"-PB | 10,000 Ohm Thermistor w/11K Shunt, Rigid Probe Averaging, 18", Plastic Enclosure | 90
121574 | A/AN-RA-24"-PB | 10,000 Ohm Thermistor (Type III), Rigid Probe Averaging, 24", Plastic Enclosure | 95
121575 | A/AN-RA-24"-BB | 10,000 Ohm Thermistor (Type III), Rigid Probe Averaging, 24", NEMA 3R Enclosure | 111.5
121577 | A/AN-BC-RA-24"-PB | 10,000 Ohm Thermistor w/11K Shunt, Rigid Probe Averaging, 24", Plastic Enclosure | 95
121578 | A/AN-RA-36"-PB | 10,000 Ohm Thermistor (Type III), Rigid Probe Averaging, 36", Plastic Enclosure | 95
121579 | A/AN-RA-36"-BB | 10,000 Ohm Thermistor (Type III), Rigid Probe Averaging, 36", NEMA 3R Enclosure | 111.5
121721 | A/AN-S-PB | 10,000 Ohm Thermistor (Type III), Strap On, Plastic Enclosure | 38
121722 | A/AN-S-4X | 10,000 Ohm Thermistor (Type III), Strap On, NEMA 4X Enclosure | 71
121727 | A/AN-SP | 10,000 Ohm Thermistor (Type III), Wall Plate, Stainless Steel | 22
121732 | A/AN-BC-SP | 10,000 Ohm Thermistor w/11K Shunt, Wall Plate, Stainless Plate | 22
121733 | A/AN-SP-OR | 10,000 Ohm Thermistor (Type III), Wall Plate, Stainless Steel, w/ Override | 40
121738 | A/AN-SBS | 10,000 Ohm Thermistor (Type III), Flush Mount Button, Stainless Steel | 85
121853 | A/BALCO-BBS | 1,000 Ohm Balco RTD, Flush Mount Button, Brass | 90
121860 | A/BALCO-SBS | 1,000 Ohm Balco RTD, Flush Mount Button, Stainless Steel | 90
121863 | A/BALCO-A-12'-PB | 1,000 Ohm Balco RTD, Copper Averaging, 12', Plastic Enclosure | 315
121864 | A/BALCO-A-24'-PB | 1,000 Ohm Balco RTD, Copper Averaging, 24', Plastic Enclosure | 335
121865 | A/BALCO-A-8'-PB | 1,000 Ohm Balco RTD, Copper Averaging, 8', Plastic Enclosure | 300
121866 | A/BALCO-BP | 1,000 Ohm Balco RTD, Bullet Probe, 1" | 46.5
121867 | A/BALCO-D-12"-PB | 1,000 Ohm Balco RTD, Duct, 12", Plastic Enclosure | 52
121868 | A/BALCO-D-18"-PB | 1,000 Ohm Balco RTD, Duct, 18", Plastic Enclosure | 57
121871 | A/BALCO-D-4"-PB | 1,000 Ohm Balco RTD, Duct, 4", Plastic Enclosure | 52
121873 | A/BALCO-D-8"-PB | 1,000 Ohm Balco RTD, Duct, 8", Plastic Enclosure | 52
121875 | A/BALCO-DO-18" | 1,000 Ohm Balco RTD, Duct, Without Box, 18" | 52
121876 | A/BALCO-DO-4" | 1,000 Ohm Balco RTD, Duct, Without Box, 4" | 52
121877 | A/BALCO-DO-8" | 1,000 Ohm Balco RTD, Duct, Without Box, 8" | 52
121879 | A/BALCO-I-4"-BB | 1,000 Ohm Balco RTD, Immersion, Welded Well, 4", NEMA 3R Enclosure | 99.5
121880 | A/BALCO-I-6"-BB | 1,000 Ohm Balco RTD, Immersion, Welded Well, 6", NEMA 3R Enclosure | 99.5
121883 | A/BALCO-O-BB | 1,000 Ohm Balco RTD, Outside Air, NEMA 3R Enclosure | 91.5
121884 | A/BALCO-PO-4" | 1,000 Ohm Balco RTD, Probe Only, 4" | 36.5
121885 | A/BALCO-PO-8" | 1,000 Ohm Balco RTD, Probe Only, 8" | 36.5
121894 | A/BALCO-SP | 1,000 Ohm Balco RTD, Wall Plate, Stainless Steel | 53
121916 | A/CP-A-12'-PB | 10,000 Ohm Thermistor (Type II), Copper Averaging, 12', Plastic Enclosure | 135
121917 | A/CP-A-12'-4X | 10,000 Ohm Thermistor (Type II), Copper Averaging, 12', NEMA 4X Enclosure | 168
121918 | A/CP-A-12'-BB | 10,000 Ohm Thermistor (Type II), Copper Averaging, 12', NEMA 3R Enclosure | 151.5
121921 | A/CP-A-24'-PB | 10,000 Ohm Thermistor (Type II), Copper Averaging, 24', Plastic Enclosure | 185
121922 | A/CP-A-24'-4X | 10,000 Ohm Thermistor (Type II), Copper Averaging, 24', NEMA 4X Enclosure | 228
121923 | A/CP-A-24'-BB | 10,000 Ohm Thermistor (Type II), Copper Averaging, 24', NEMA 3R Enclosure | 201.5
121930 | A/CP-A-50'-PB | 10,000 Ohm Thermistor (Type II), Copper Averaging, 50', Plastic Enclosure | 500
121931 | A/CP-A-50'-BB | 10,000 Ohm Thermistor (Type II), Copper Averaging, 50', NEMA 3R Enclosure | 516.5
121933 | A/CP-A-8'-PB | 10,000 Ohm Thermistor (Type II), Copper Averaging, 8', Plastic Enclosure | 115
121934 | A/CP-A-8'-4X | 10,000 Ohm Thermistor (Type II), Copper Averaging, 8', NEMA 4X Enclosure | 158
121935 | A/CP-A-8'-BB | 10,000 Ohm Thermistor (Type II), Copper Averaging, 8', NEMA 3R Enclosure | 131.5
121937 | A/CP-AP | 10,000 Ohm Thermistor (Type II), Wall Plate, Aluminum | 25
121939 | A/CP-BBS | 10,000 Ohm Thermistor (Type II), Flush Mount Button, Brass | 85
121942 | A/CP-BP | 10,000 Ohm Thermistor (Type II), Bullet Probe | 18.5
121947 | A/CP-BP-10'CL2P | 10,000 Ohm Thermistor (Type II), Bullet Probe, 1", 10' Plenum Cable | 40
121948 | A/CP-BP-20'-Z | 10,000 Ohm Thermistor (Type II), Bullet Probe, 1", 20' Zip Wire | 24.5
121962 | A/CP-D-12"-PB | 10,000 Ohm Thermistor (Type II), Duct, 12", Plastic Enclosure | 27
121963 | A/CP-D-12"-4X | 10,000 Ohm Thermistor (Type II), Duct, 12", NEMA 4X Enclosure | 60
121964 | A/CP-D-12"-BB | 10,000 Ohm Thermistor (Type II), Duct, 12", NEMA 3R Enclosure | 43.5
121968 | A/CP-D-18"-4X | 10,000 Ohm Thermistor (Type II), Duct, 18", NEMA 4X Enclosure | 65
121969 | A/CP-D-18"-BB | 10,000 Ohm Thermistor (Type II), Duct, 18", NEMA 3R Enclosure | 48.5
121977 | A/CP-D-4"-PB | 10,000 Ohm Thermistor (Type II), Duct, 4", Plastic Enclosure | 27
121979 | A/CP-D-4"-4X | 10,000 Ohm Thermistor (Type II), Duct, 4", NEMA 4X Enclosure | 60
121981 | A/CP-D-4"-BB | 10,000 Ohm Thermistor (Type II), Duct, 4", NEMA 3R Enclosure | 43.5
121990 | A/CP-D-4"-EXPL | 10,000 Ohm Thermistor (Type II), Hazardous, Duct, 4" | 525
121994 | A/CP-D-6"-PB | 10,000 Ohm Thermistor (Type II), Duct, 6", Plastic Enclosure | 27
121995 | A/CP-D-6"-BB | 10,000 Ohm Thermistor (Type II), Duct, 6", NEMA 3R Enclosure | 43.5
121996 | A/CP-D-8"-PB | 10,000 Ohm Thermistor (Type II), Duct, 8", Plastic Enclosure | 27
121997 | A/CP-D-8"-4X | 10,000 Ohm Thermistor (Type II), Duct, 8", NEMA 4X Enclosure | 60
121998 | A/CP-D-8"-BB | 10,000 Ohm Thermistor (Type II), Duct, 8", NEMA 3R Enclosure | 43.5
122002 | A/CP-D-8"-EXPL | 10,000 Ohm Thermistor (Type II), Hazardous, Duct, 8" | 525
122009 | A/CP-DO-12" | 10,000 Ohm Thermistor (Type II), Duct, Without Box, 12" | 24.5
122013 | A/CP-DO-12"-6'CL2P | 10,000 Ohm Thermistor (Type II), Duct, Without Box, 12", 6" Plenum Cable | 34.5
122014 | A/CP-DO-12"-96"CL2P-QC | 10,000 Ohm Thermistor (Type II), Duct, Without Box, 12", 96" Plenum Cable, Quick Connects | 42.5
122015 | A/CP-DO-18" | 10,000 Ohm Thermistor (Type II), Duct, Without Box, 18" | 24.5
122016 | A/CP-DO-18"-96"CL2P-QC | 10,000 Ohm Thermistor (Type II), Duct, Without Box, 18", 96" Plenum Cable, Quick Connects | 42.5
122020 | A/CP-DO-4" | 10,000 Ohm Thermistor (Type II), Duct, Without Box, 4" | 24.5
122026 | A/CP-DO-4"-72"CL2P-QC | 10,000 Ohm Thermistor (Type II), Duct, Without Box, 4", 72" Plenum Cable, Quick Connects | 40
122027 | A/CP-DO-4"-96"CL2P-QC | 10,000 Ohm Thermistor (Type II), Quick Connects, 4" Probe, 96" Plenum Cable QC | 42.5
122028 | A/CP-DO-4"-10'CL2P | 10,000 Ohm Thermistor (Type II), Duct, Without Box, 4", 10' Plenum Cable | 42.5
122029 | A/CP-DO-4"-120"CL2P-QC | 10,000 Ohm Thermistor (Type II), Duct, Without Box, 4", 120" Plenum Cable, Quick Connects | 48.5
122030 | A/CP-DO-4"-144"CL2P-QC | 10,000 Ohm Thermistor (Type II), Duct, Without Box, 4", 144" Plenum Cable, Quick Connects | 45
122031 | A/CP-DO-4"-180"CL2P-QC | 10,000 Ohm Thermistor (Type II), Duct, Without Box, 4", 180" Plenum Cable, Quick Connects | 45
122032 | A/CP-DO-4"-240"CL2P-QC | 10,000 Ohm Thermistor (Type II), Duct, Without Box, 4", 240" Plenum Cable, Quick Connects | 60
122033 | A/CP-DO-4"-6'CL2P | 10,000 Ohm Thermistor (Type II), Duct, Without Box, 4", 6' Plenum Cable | 34.5
122034 | A/CP-DO-6" | 10,000 Ohm Thermistor (Type II), Duct, Without Box, 6" | 24.5
122035 | A/CP-DO-6"-10'CL2P | 10,000 Ohm Thermistor (Type II), Duct, Without Box, 6", 10' Plenum Cable | 42.5
122036 | A/CP-DO-6"-6'CL2P | 10,000 Ohm Thermistor (Type II), Duct, Without Box, 6", 6' Plenum Cable | 34.5
122037 | A/CP-DO-8" | 10,000 Ohm Thermistor (Type II), Duct, Without Box, 8" | 24.5
122042 | A/CP-DO-8"-96"CL2P-QC | 10,000 Ohm Thermistor (Type II), Duct, Without Box, 8" Probe, 96" Plenum Cable, Quick Connects | 42.5
122044 | A/CP-DO-8"-6'CL2P | 10,000 Ohm Thermistor (Type II), Duct, Without Box, 8", 6' Plenum Cable | 34.5
122047 | A/CP-FA-12'-4X | 10,000 Ohm Thermistor (Type II), Flexible Cable Averaging, 12', NEMA 4X Enclosure | 218
122048 | A/CP-FA-12'-BB | 10,000 Ohm Thermistor (Type II), Flexible Cable Averaging, 12', NEMA 3R Enclosure | 201.5
122050 | A/CP-FA-24'-BB | 10,000 Ohm Thermistor (Type II), Flexible Cable Averaging, 24', NEMA 3R Enclosure | 246.5
122063 | A/CP-I-2.5"-PB | 10,000 Ohm Thermistor (Type II), Immersion, Welded Well, 2.5", Plastic Enclosure | 58
122064 | A/CP-I-2.5"-4X | 10,000 Ohm Thermistor (Type II), Immersion, Welded Well, 2.5", NEMA 4X Enclosure | 91
122065 | A/CP-I-2.5"-BB | 10,000 Ohm Thermistor (Type II), Immersion, Welded Well, 2.5", NEMA 3R Enclosure | 74.5
122068 | A/CP-INW-2.5"-PB | 10,000 Ohm Thermistor (Type II), Immersion, No Well, 2.5", Plastic Enclosure | 27
122070 | A/CP-INW-2.5"-BB | 10,000 Ohm Thermistor (Type II), Immersion, No Well, 2.5", NEMA 3R Enclosure | 43.5
122071 | A/CP-I-2.5"-EXPL | 10,000 Ohm Thermistor (Type II), Hazardous, Immersion, Welded Well, 4" | 525
122073 | A/CP-INW-2.5"-4X | 10,000 Ohm Thermistor (Type II), Immersion, No Well, 2.5", NEMA 4X Enclosure | 60
122077 | A/CP-I-4"-PB | 10,000 Ohm Thermistor (Type II), Immersion, Welded Well, 4", Plastic Enclosure | 58
122078 | A/CP-I-4"-4X | 10,000 Ohm Thermistor (Type II), Immersion, Welded Well, 4", NEMA 4X Enclosure | 91
122079 | A/CP-I-4"-BB | 10,000 Ohm Thermistor (Type II), Immersion, Welded Well, 4", NEMA 3R Enclosure | 74.5
122081 | A/CP-I-4"-EXPL | 10,000 Ohm Thermistor (Type II), Hazardous, Immersion, Welded Well, 4" | 525
122083 | A/CP-INW-4"-PB | 10,000 Ohm Thermistor (Type II), Immersion, No Well, 4", Plastic Enclosure | 27
122084 | A/CP-INW-4"-BB | 10,000 Ohm Thermistor (Type II), Immersion, No Well, 4", NEMA 3R Enclosure | 43.5
122088 | A/CP-INW-4"-4X | 10,000 Ohm Thermistor (Type II), Immersion, No Well, 4", NEMA 4X Enclosure | 60
122095 | A/CP-I-6"-PB | 10,000 Ohm Thermistor (Type II), Immersion, Welded Well, 6", Plastic Enclosure | 58
122096 | A/CP-I-6"-4X | 10,000 Ohm Thermistor (Type II), Immersion, Welded Well, 6", NEMA 4X Enclosure | 91
122097 | A/CP-I-6"-BB | 10,000 Ohm Thermistor (Type II), Immersion, Welded Well, 6", NEMA 3R Enclosure | 74.5
122100 | A/CP-INW-6"-PB | 10,000 Ohm Thermistor (Type II), Immersion, No Well, 6", Plastic Enclosure | 27
122101 | A/CP-INW-6"-4X | 10,000 Ohm Thermistor (Type II), Immersion, No Well, 6", NEMA 4X Enclosure | 60
122102 | A/CP-INW-6"-BB | 10,000 Ohm Thermistor (Type II), Immersion, No Well, 6", NEMA 3R Enclosure | 43.5
122110 | A/CP-O-4X | 10,000 Ohm Thermistor (Type II), Outside Air, NEMA 4X Enclosure | 61.5
122112 | A/CP-O-BB | 10,000 Ohm Thermistor (Type II), Outside Air, NEMA 3R Enclosure | 45
122113 | A/CP-PBS | 10,000 Ohm Thermistor (Type II), Flush Mount Button, Plastic | 50
122115 | A/CP-PO-12" | 10,000 Ohm Thermistor (Type II), Probe Only, 12" | 18.5
122117 | A/CP-PO-18" | 10,000 Ohm Thermistor (Type II), Probe Only, 18" | 24.5
122129 | A/CP-PO-4" | 10,000 Ohm Thermistor (Type II), Probe Only, 4" | 18.5
122132 | A/CP-PO-8" | 10,000 Ohm Thermistor (Type II), Probe Only, 8" | 18.5
122159 | A/CP-RA-18"-PB | 10,000 Ohm Thermistor (Type II), Rigid Probe Averaging, 18", Plastic Enclosure | 90
122160 | A/CP-RA-18"-4X | 10,000 Ohm Thermistor (Type II), Rigid Probe Averaging, 18", NEMA 4X Enclosure | 123
122161 | A/CP-RA-24"-PB | 10,000 Ohm Thermistor (Type II), Rigid Probe Averaging, 24", Plastic Enclosure | 95
122162 | A/CP-RA-36"-PB | 10,000 Ohm Thermistor (Type II), Rigid Probe Averaging, 36", Plastic Enclosure | 95
122163 | A/CP-RA-36"-4X | 10,000 Ohm Thermistor (Type II), Rigid Probe Averaging, 36", NEMA 4X Enclosure | 128
122241 | A/CP-S-PB | 10,000 Ohm Thermistor (Type II), Strap On, Plastic Enclosure | 38
122242 | A/CP-S-4X | 10,000 Ohm Thermistor (Type II), Strap On, NEMA 4X Enclosure | 71
122251 | A/CP-SP | 10,000 Ohm Thermistor (Type II), Wall Plate, Stainless Steel | 22
122253 | A/CP-SP-OR | 10,000 Ohm Thermistor (Type II), Wall Plate, Stainless Steel w/ Override | 40
122255 | A/CP-SP-OR-RS232 | 10,000 Ohm Thermistor (Type II), Wall Plate, Stainless Steel, w/ Override, RS232 | 70
122256 | A/CP-SP-RS232 | 10,000 Ohm Thermistor (Type II), Wall Plate, Stainless Steel, RS232 | 50
122262 | A/CP-SBS | 10,000 Ohm Thermistor (Type II), Flush Mount Button, Stainless Steel | 85
122293 | A/CSI-A-12'-PB | 10,000 Ohm (CSI) Thermistor, Copper Averaging, 12', Plastic Enclosure | 135
122294 | A/CSI-A-12'-4X | 10,000 Ohm (CSI) Thermistor, Copper Averaging, 12', NEMA 4X Enclosure | 168
122297 | A/CSI-A-24'-PB | 10,000 Ohm (CSI) Thermistor, Copper Averaging, 24', Plastic Enclosure | 185
122298 | A/CSI-A-24'-BB | 10,000 Ohm (CSI) Thermistor, Copper Averaging, 24', NEMA 3R Enclosure | 201.5
122303 | A/CSI-A-8'-PB | 10,000 Ohm (CSI) Thermistor, Copper Averaging, 8', Plastic Enclosure | 115
122308 | A/CSI-BP | 10,000 Ohm (CSI) Thermistor, Bullet Probe, 1" | 18.5
122312 | A/CSI-D-12"-PB | 10,000 Ohm (CSI) Thermistor, Duct, 12", Plastic Enclosure | 27
122313 | A/CSI-D-12"-BB | 10,000 Ohm (CSI) Thermistor, Duct, 12", NEMA 3R Enclosure | 43.5
122314 | A/CSI-D-18"-PB | 10,000 Ohm (CSI) Thermistor, Duct, 18", Plastic Enclosure | 32
122315 | A/CSI-D-18"-4X | 10,000 Ohm (CSI) Thermistor, Duct, 18", NEMA 4X Enclosure | 65
122316 | A/CSI-D-18"-BB | 10,000 Ohm (CSI) Thermistor, Duct, 18", NEMA 3R Enclosure | 48.5
122320 | A/CSI-D-4"-PB | 10,000 Ohm (CSI) Thermistor, Duct, 4", Plastic Enclosure | 27
122321 | A/CSI-D-4"-BB | 10,000 Ohm (CSI) Thermistor, Duct, 4", NEMA 3R Enclosure | 43.5
122322 | A/CSI-D-6"-PB | 10,000 Ohm (CSI) Thermistor, Duct, 6", Plastic Enclosure | 27
122323 | A/CSI-D-8"-PB | 10,000 Ohm (CSI) Thermistor, Duct, 8", Plastic Enclosure | 27
122324 | A/CSI-D-8"-4X | 10,000 Ohm (CSI) Thermistor, Duct, 8", NEMA 4X Enclosure | 60
122325 | A/CSI-D-8"-BB | 10,000 Ohm (CSI) Thermistor, Duct, 8", NEMA 3R Enclosure | 43.5
122328 | A/CSI-DO-18" | 10,000 Ohm (CSI) Thermistor, Duct, Without Box, 18" | 24.5
122329 | A/CSI-DO-4" | 10,000 Ohm (CSI) Thermistor, Duct, Without Box, 4" | 24.5
122332 | A/CSI-DO-4"-10'CL2P | 10,000 Ohm (CSI) Thermistor, Duct, Without Box, 4", 10' Plenum Cable | 42.5
122333 | A/CSI-DO-4"-6'CL2P | 10,000 Ohm (CSI) Thermistor, Duct, Without Box, 4", 6' Plenum Cable | 34.5
122334 | A/CSI-DO-8" | 10,000 Ohm (CSI) Thermistor, Duct, Without Box, 8" | 24.5
122335 | A/CSI-DO-8"-6'CL2P | 10,000 Ohm (CSI) Thermistor, Duct, Without Box, 8", 6' Plenum Cable | 34.5
122338 | A/CSI-I-2.5"-PB | 10,000 Ohm (CSI) Thermistor, Immersion, Welded Well, 2.5", Plastic Enclosure | 58
122339 | A/CSI-I-2.5"-4X | 10,000 Ohm (CSI) Thermistor, Immersion, Welded Well, 2.5", NEMA 4X Enclosure | 91
122340 | A/CSI-I-2.5"-BB | 10,000 Ohm (CSI) Thermistor, Immersion, Welded Well, 2.5", NEMA 3R Enclosure | 74.5
122342 | A/CSI-I-4"-PB | 10,000 Ohm (CSI) Thermistor, Immersion, Welded Well, 4", Plastic Enclosure | 58
122343 | A/CSI-I-4"-4X | 10,000 Ohm (CSI) Thermistor, Immersion, Welded Well, 4", NEMA 4X Enclosure | 91
122344 | A/CSI-I-4"-BB | 10,000 Ohm (CSI) Thermistor, Immersion, Welded Well, 4", NEMA 3R Enclosure | 74.5
122345 | A/CSI-INW-4"-BB | 10,000 Ohm (CSI) Thermistor, Immersion, no Well, 4", NEMA 3R Enclosure | 43.5
122347 | A/CSI-INW-4"-PB | 10,000 Ohm (CSI) Thermistor, Immersion, No Well, 4", Plastic Enclosure | 27
122348 | A/CSI-INW-4"-4X | 10,000 Ohm (CSI) Thermistor, Immersion, No Well, 4", NEMA 4X Enclosure | 60
122350 | A/CSI-I-6"-PB | 10,000 Ohm (CSI) Thermistor, Immersion, Welded Well, 6", Plastic Enclosure | 58
122351 | A/CSI-I-6"-4X | 10,000 Ohm (CSI) Thermistor, Immersion, Welded Well, 6", NEMA 4X Enclosure | 91
122352 | A/CSI-I-6"-BB | 10,000 Ohm (CSI) Thermistor, Immersion, Welded Well, 6", NEMA 3R Enclosure | 74.5
122354 | A/CSI-INW-6"-PB | 10,000 Ohm (CSI) Thermistor, Immersion, No Well, 6", Plastic Enclosure | 27
122357 | A/CSI-O-4X | 10,000 Ohm (CSI) Thermistor, Outside Air, NEMA 4X Enclosure | 61.5
122359 | A/CSI-PBS | 10,000 Ohm Thermistor (CSI), Flush Mount Button, Plastic | 50
122360 | A/CSI-PO-12" | 10,000 Ohm (CSI) Thermistor, Probe Only, 12" | 18.5
122361 | A/CSI-PO-4" | 10,000 Ohm (CSI) Thermistor, Probe Only, 4" | 18.5
122363 | A/CSI-PO-8" | 10,000 Ohm (CSI) Thermistor, Probe Only, 8" | 18.5
122374 | A/CSI-RA-18"-PB | 10,000 Ohm (CSI) Thermistor, Rigid Probe Averaging, 18", Plastic Enclosure | 90
122377 | A/CSI-RA-24"-PB | 10,000 Ohm (CSI) Thermistor, Rigid Probe Averaging, 24", Plastic Enclosure | 95
122410 | A/CSI-S-PB | 10,000 Ohm (CSI) Thermistor, Strap On, Plastic Enclosure | 38
122411 | A/CSI-S-4X | 10,000 Ohm (CSI) Thermistor, Strap On, NEMA 4X Enclosure | 71
122412 | A/CSI-SP | 10,000 Ohm (CSI) Thermistor, Wall Plate, Stainless Steel | 22
122413 | A/CSI-SP-RS232 | 10,000 Ohm (CSI) Thermistor, Wall Plate, Stainless Steel, RS232 | 50
122418 | A/CSI-SBS | 10,000 Ohm Thermistor (CSI), Flush Mount Button, Stainless Steel | 85
122426 | A/DIFF-ENT | Enthalpy, Differential Enthalpy Changeover Control, Indoor vs Outdoor, 24 VAC Form 1C Relay Contact | 215
122439 | A/ENT | Enthalpy, 0-50K BTU, 4-20mA | 215
122440 | A/ENT-CTRL | Enthalpy, Enthalpy Changeover Control, Outdoor Adjustable Trip Point, 24 VAC Form 1C Relay Contact | 215
122451 | A/LCD-R-420 | Loop Powered LCD, Room (R), 4-20mA Output | 105
122454 | A/LCD-RS-420 | Loop Powered LCD, Room (R) with Setpoint, 4-20mA Output | 113.75
122463 | A/LCD-RSO-420 | Loop Powered LCD, Room (R) with Setpoint and Override, 4-20mA Output | 120
122465 | A/LLS | Light Level Sensor (Resistive Output), No Enclosure | 37.5
122466 | A/LLS-BB | Light Level Sensor (Resistive Output), NEMA 3R Enclosure | 47.5
122467 | A/LLS-T(0-100) | Light Level Sensor w/ Transmitter, 0 to 100 f.c., NEMA 3R Enclosure | 120
122468 | A/LLS-T(0-500) | Light Level Sensor w/ Transmitter, 0 to 500 f.c., NEMA 3R Enclosure | 120
122499 | A/RH1-100-2W-R | Relative Humidity, RH Outputs: 0-5, 0-10 VDC & 4-20mA (Default), Room (R), ± 1% Accuracy, 100 Ohm RTD (Two Wires) | 560
122500 | A/RH1-100-3W-D | Relative Humidity, RH Outputs: 0-5, 0-10 VDC & 4-20mA (Default), ± 1% Accuracy, 1,000 Ohm (Three Wires) RTD, Duct | 574
122501 | A/RH1-100-3W-R | Relative Humidity, RH Outputs: 0-5, 0-10 VDC & 4-20mA (Default), Room (R), ± 1% Accuracy, 100 Ohm RTD (Three Wires) | 560
122502 | A/RH1-1K-2W-R | Relative Humidity, RH Outputs: 0-5, 0-10 VDC & 4-20mA (Default), Room (R), ± 1% Accuracy, 1,000 Ohm RTD (Two Wires) | 560
122503 | A/RH1-1K-2W-O | Relative Humidity, RH Outputs: 0-5, 0-10 VDC & 4-20mA (Default), Outside Air, ± 1% Accuracy, 1,000 Ohm RTD (Two Wires), Euro Enclosure | 584
122505 | A/RH1-TT100-R-4 | Relative Humidity, RH Outputs: 0-5, 0-10 VDC & 4-20mA (Default), Room (R), ± 1% Accuracy, Transmitter w/ 100 Ohm RTD, 4-20mA (Temp Output) | 655
122506 | A/RH1-20K-O | Relative Humidity, RH Outputs: 0-5, 0-10 VDC & 4-20mA (Default), Outside Air, ± 1% Accuracy, 20,000 Ohm Thermistor, Euro Enclosure | 584
122507 | A/RH1-20K-R | Relative Humidity, RH Outputs: 0-5, 0-10 VDC & 4-20mA (Default), Room (R), ± 1% Accuracy, 20K Ohm Thermistor | 560
122510 | A/RH1-TT1K-R-4 | Relative Humidity, RH Outputs: 0-5, 0-10 VDC & 4-20mA (Default), Room (R), ± 1% Accuracy, Transmitter w/ 1,000 Ohm RTD, 4-20mA (Temp Output) | 655
122516 | A/RH1-TTM100-D-4X-4 | Relative Humidity, RH Outputs: 0-5, 0-10 VDC & 4-20mA (Default), Duct, NEMA 4X Enclosure, ± 1% Accuracy (NIST Cert), Transmitter w/ 100 Ohm RTD (NIST Cert), 4-20mA (Temp Output) | 716.5
122521 | A/RH1-AN-O | Relative Humidity, RH Outputs: 0-5, 0-10 VDC & 4-20mA (Default), Outside Air, ± 1% Accuracy, 10,000 Ohm Thermistor (Type III), Euro Enclosure | 584
122522 | A/RH1-AN-R | Relative Humidity, RH Outputs: 0-5, 0-10 VDC & 4-20mA (Default), Room (R), ± 1% Accuracy, 10K Ohm Type III Thermistor | 560
122523 | A/RH1-CP-D | Relative Humidity, RH Outputs: 0-5, 0-10 VDC & 4-20mA (Default), Duct, ± 1% Accuracy, Relative Humidity, 10,000 Ohm Thermistor (Type II), Euro Enclosure | 574
122525 | A/RH1-CP-O | Relative Humidity, RH Outputs: 0-5, 0-10 VDC & 4-20mA (Default), Outside Air, ± 1% Accuracy, 10,000 Ohm Thermistor (Type II), Euro Enclosure | 584
122526 | A/RH1-CP-R | Relative Humidity, RH Outputs: 0-5, 0-10 VDC & 4-20mA (Default), Room (R), ± 1% Accuracy, 10K Ohm Type II Thermistor | 560
122528 | A/RH1-CSI-D | Relative Humidity, RH Outputs: 0-5, 0-10 VDC & 4-20mA (Default), Duct, ± 1% Accuracy, Relative Humidity, 10,000 Ohm Thermistor (CSI), Euro Enclosure | 574
122531 | A/RH1-D | Relative Humidity, RH Outputs: 0-5, 0-10 VDC & 4-20mA (Default), Duct, ± 1% Accuracy, Euro Enclosure | 560
122535 | A/RH1-O | Relative Humidity, RH Outputs: 0-5, 0-10 VDC & 4-20mA (Default), Outside Air, ± 1% Accuracy, Euro Enclosure | 570
122538 | A/RH1-R | Relative Humidity, RH Outputs: 0-5, 0-10 VDC & 4-20mA (Default), Room (R), ± 1% Accuracy, Infinity Enclosure (Beige) | 550
122539 | A/RH1-R-W | Relative Humidity, RH Outputs: 0-5, 0-10 VDC & 4-20mA (Default), Room (R) White, ± 1% Accuracy | 550
122545 | A/RH2-100-2W-D | Relative Humidity, RH Outputs: 0-5, 0-10 VDC & 4-20mA (Default), Duct, ± 2% Accuracy, 100 Ohm RTD (Two Wires), Euro Enclosure | 315
122546 | A/RH2-100-2W-O | Relative Humidity, RH Outputs: 0-5, 0-10 VDC & 4-20mA (Default), Outside Air, ± 2% Accuracy, 100 Ohm RTD (Two Wires), Euro Enclosure | 325
122547 | A/RH2-100-2W-R | Relative Humidity, RH Outputs: 0-5, 0-10 VDC & 4-20mA (Default), Room (R), ± 2% Accuracy, 100 Ohm RTD (Two Wires) | 310
122550 | A/RH2-100KS-D | Relative Humidity, RH Outputs: 0-5, 0-10 VDC & 4-20mA (Default), Duct, ± 2% Accuracy, 100,000 Ohm Thermistor (100KS), Euro Enclosure | 315
122552 | A/RH2-100KS-R | Relative Humidity, RH Outputs: 0-5, 0-10 VDC & 4-20mA (Default), Room (R), ± 2% Accuracy, 100,000 Ohm Thermistor | 310
122557 | A/RH2-1K-2W-D | Relative Humidity, RH Outputs: 0-5, 0-10 VDC & 4-20mA (Default), Duct, ± 2% Accuracy, 1,000 Ohm RTD (Two Wires), Euro Enclosure | 315
122559 | A/RH2-1K-2W-O | Relative Humidity, RH Outputs: 0-5, 0-10 VDC & 4-20mA (Default), Outside Air, ± 2% Accuracy, 1,000 Ohm RTD (Two Wires), Euro Enclosure | 325
122560 | A/RH2-1K-2W-R | Relative Humidity, RH Outputs: 0-5, 0-10 VDC & 4-20mA (Default), Room (R), ± 2% Accuracy, 1,000 Ohm RTD (Two Wires) | 310
122565 | A/RH2-1K-NI-D | Relative Humidity, RH Outputs: 0-5, 0-10 VDC & 4-20mA (Default), Duct, ± 2% Accuracy, 1,000 Ohm Nickel RTD, Euro Enclosure | 315
122566 | A/RH2-1K-NI-O | Relative Humidity, RH Outputs: 0-5, 0-10 VDC & 4-20mA (Default), Outside Air, ± 2% Accuracy, 1,000 Ohm Nickel RTD, Euro Enclosure | 325
122567 | A/RH2-1K-NI-R | Relative Humidity, RH Outputs: 0-5, 0-10 VDC & 4-20mA (Default), Room (R), ± 2% Accuracy, 1,000 Ohm Nickel RTD | 310
122575 | A/RH2-TT100-R-4 | Relative Humidity, RH Outputs: 0-5, 0-10 VDC & 4-20mA (Default), Room (R), ± 2% Accuracy, Transmitter w/ 100 Ohm RTD, 4-20mA (Temp Output) | 400
122578 | A/RH2-20K-D | Relative Humidity, RH Outputs: 0-5, 0-10 VDC & 4-20mA (Default), Duct, ± 2% Accuracy, 20,000 Ohm Thermistor, Euro Enclosure | 315
122580 | A/RH2-20K-O | Relative Humidity, RH Outputs: 0-5, 0-10 VDC & 4-20mA (Default), Outside Air, ± 2% Accuracy, 20,000 Ohm Thermistor, Euro Enclosure | 325
122581 | A/RH2-20K-R | Relative Humidity, RH Outputs: 0-5, 0-10 VDC & 4-20mA (Default), Room (R), ± 2% Accuracy, 20,000 Ohm Thermistor | 310
122590 | A/RH2-TT1K-D-4X-4 | Relative Humidity, RH Outputs: 0-5, 0-10 VDC & 4-20mA (Default), Duct, ± 2% Accuracy, Transmitter w/ 1,000 Ohm RTD, NEMA 4X Enclosure, 4-20mA (Temp) | 430
122595 | A/RH2-TT1K-R-4 | Relative Humidity, RH Outputs: 0-5, 0-10 VDC & 4-20mA (Default), Room (R), ± 2% Accuracy, Transmitter w/ 1,000 Ohm RTD, 4-20mA (Temp Output) | 400
122598 | A/RH2-TT1K-R-W-4 | Relative Humidity, RH Outputs: 0-5, 0-10 VDC & 4-20mA (Default), Room (R) White, ± 2% Accuracy, Transmitter w/ 1,000 Ohm RTD, 4-20mA (Temp Output) | 400
122608 | A/RH2-3K-O | Relative Humidity, RH Outputs: 0-5, 0-10 VDC & 4-20mA (Default), Outside Air, ± 2% Accuracy, 3,000 Ohm Thermistor (ASI), Euro Enclosure | 325
122609 | A/RH2-3K-R | Relative Humidity, RH Outputs: 0-5, 0-10 VDC & 4-20mA (Default), Room (R), ± 2% Accuracy, 3,000 Ohm Thermistor (ASI) | 310
122610 | A/RH2-3K-RO | Relative Humidity, RH Outputs: 0-5, 0-10 VDC & 4-20mA (Default), Room (R), ± 2% Accuracy, 3,000 Ohm Thermistor (ASI), w/ Override | 320
122618 | A/RH2-TTM100-D-4X-4 | Relative Humidity, RH Outputs: 0-5, 0-10 VDC & 4-20mA (Default), Duct, NEMA 4X Enclosure, ± 2% Accuracy (NIST Cert), Transmitter w/ 100 Ohm RTD (NIST Cert), 4-20mA (Temp Output) | 465
122624 | A/RH2-TTM1K-D-4X-4 | Relative Humidity, RH Outputs: 0-5, 0-10 VDC & 4-20mA (Default), Duct, NEMA 4X Enclosure, ± 2% Accuracy (NIST Cert), Transmitter w/ 1,000 Ohm RTD (NIST Cert), 4-20mA (Temp Output) | 465
122627 | A/RH2-TTM1K-R-4 | Relative Humidity, RH Outputs: 0-5, 0-10 VDC & 4-20mA (Default), Room (R), ± 2% Accuracy (NIST Cert), Transmitter w/ 1,000 Ohm RTD (NIST Cert), 4-20mA (Temp Output) | 436.5
122633 | A/RH2-AN-D | Relative Humidity, RH Outputs: 0-5, 0-10 VDC & 4-20mA (Default), Duct, ± 2% Accuracy, 10,000 Ohm Thermistor (Type III), Euro Enclosure | 315
122635 | A/RH2-AN-D-4X | Relative Humidity, RH Outputs: 0-5, 0-10 VDC & 4-20mA (Default), Duct, ± 2% Accuracy, 10,000 Ohm Thermistor (Type III), NEMA 4X Enclosure | 331.5
122640 | A/RH2-AN-O | Relative Humidity, RH Outputs: 0-5, 0-10 VDC & 4-20mA (Default), Outside Air, ± 2% Accuracy, 10,000 Ohm Thermistor (Type III), Euro Enclosure | 325
122641 | A/RH2-AN-O-BB | Relative Humidity, RH Outputs: 0-5, 0-10 VDC & 4-20mA (Default), Outside Air, ± 2% Accuracy, 10,000 Ohm Thermistor (Type III), NEMA 3R Enclosure | 325
122642 | A/RH2-AN-BC-O | Relative Humidity, RH Outputs: 0-5, 0-10 VDC & 4-20mA (Default), Outside Air, ± 2% Accuracy, 10,000 Ohm Thermistor w/11K Shunt, Euro Enclosure | 325
122644 | A/RH2-AN-R | Relative Humidity, RH Outputs: 0-5, 0-10 VDC & 4-20mA (Default), Room (R), ± 2% Accuracy, 10K Ohm Thermistor (Type III) | 310
122645 | A/RH2-AN-R-W | Relative Humidity, RH Outputs: 0-5, 0-10 VDC & 4-20mA (Default), Room (R) White, ± 2% Accuracy, 10K Ohm Thermistor (Type III) | 310
122647 | A/RH2-AN-RO | Relative Humidity, RH Outputs: 0-5, 0-10 VDC & 4-20mA (Default), Room (R), ± 2% Accuracy, 10K Ohm Thermistor (Type III), w/ Override | 320
122658 | A/RH2-BALCO-D | Relative Humidity, RH Outputs: 0-5, 0-10 VDC & 4-20mA (Default), Duct, ± 2% Accuracy, 1,000 Ohm Balco RTD, Euro Enclosure | 315
122661 | A/RH2-CP-D | Relative Humidity, RH Outputs: 0-5, 0-10 VDC & 4-20mA (Default), Duct, ± 2% Accuracy, 10,000 Ohm Thermistor (Type II), Euro Enclosure | 315
122662 | A/RH2-CP-O | Relative Humidity, RH Outputs: 0-5, 0-10 VDC & 4-20mA (Default), Outside Air, ± 2% Accuracy, 10,000 Ohm Thermistor (Type II), Euro Enclosure | 325
122664 | A/RH2-CP-O-4X | Relative Humidity, RH Outputs: 0-5, 0-10 VDC & 4-20mA (Default), Outside Air, ± 2% Accuracy, 10,000 Ohm Thermistor (Type II), NEMA 4X Enclosure | 341.5
122666 | A/RH2-CP-O-BB | Relative Humidity, RH Outputs: 0-5, 0-10 VDC & 4-20mA (Default), Outside Air, ± 2% Accuracy, 10,000 Ohm Thermistor (Type II), NEMA 3R Enclosure | 325
122669 | A/RH2-CP-R | Relative Humidity, RH Outputs: 0-5, 0-10 VDC & 4-20mA (Default), Room (R), ± 2% Accuracy, 10K Ohm Thermistor (Type II) | 310
122674 | A/RH2-CP-RO | Relative Humidity, RH Outputs: 0-5, 0-10 VDC & 4-20mA (Default), Room (R), ± 2% Accuracy, 10K Ohm Thermistor (Type II), w/ Override | 320
122678 | A/RH2-CSI-D | Relative Humidity, RH Outputs: 0-5, 0-10 VDC & 4-20mA (Default), Duct, ± 2% Accuracy, 10,000 Ohm (CSI) Thermistor, Euro Enclosure | 315
122680 | A/RH2-CSI-O | Relative Humidity, RH Outputs: 0-5, 0-10 VDC & 4-20mA (Default), Outside Air, ± 2% Accuracy, 10,000 Ohm (CSI) Thermistor, Euro Enclosure | 325
122683 | A/RH2-CSI-R | Relative Humidity, RH Outputs: 0-5, 0-10 VDC & 4-20mA (Default), Room (R), ± 2% Accuracy, 10,000 Ohm Thermistor (CSI) | 310
122684 | A/RH2-CSI-RO | Relative Humidity, RH Outputs: 0-5, 0-10 VDC & 4-20mA (Default), Room (R), ± 2% Accuracy, 10,000 Ohm Thermistor (CSI), w/ Override | 320
122687 | A/RH2-D | Relative Humidity, RH Outputs: 0-5, 0-10 VDC & 4-20mA (Default), Duct, ± 2% Accuracy, Euro Enclosure | 305
122689 | A/RH2-D-4X | Relative Humidity, RH Outputs: 0-5, 0-10 VDC & 4-20mA (Default), Duct, ± 2% Accuracy, NEMA 4X Enclosure | 321.5
122695 | A/RH2-D-BB | Relative Humidity, RH Outputs: 0-5, 0-10 VDC & 4-20mA (Default), Duct, ± 2% Accuracy, NEMA 3R Enclosure | 305
122701 | A/RH2-O | Relative Humidity, RH Outputs: 0-5, 0-10 VDC & 4-20mA (Default), Outside Air, ± 2% Accuracy, Euro Enclosure | 315
122704 | A/RH2-O-4X | Relative Humidity, RH Outputs: 0-5, 0-10 VDC & 4-20mA (Default), Outside Air, ± 2% Accuracy, NEMA 4X Enclosure | 331.5
122705 | A/RH2-O-BB | Relative Humidity, RH Outputs: 0-5, 0-10 VDC & 4-20mA (Default), Outside Air, ± 2% Accuracy, NEMA 3R Enclosure | 315
122708 | A/RH2-R | Relative Humidity, RH Outputs: 0-5, 0-10 VDC & 4-20mA (Default), Room (R), ± 2% Accuracy, Infinity Enclosure (Beige) | 300
122723 | A/RH3-100-2W-D | Relative Humidity, RH Outputs: 0-5, 0-10 VDC & 4-20mA (Default), Duct, ± 3% Accuracy, 100 Ohm RTD (Two Wires), Euro Enclosure | 260
122724 | A/RH3-100-2W-O | Relative Humidity, RH Outputs: 0-5, 0-10 VDC & 4-20mA (Default), Outside Air, ± 3% Accuracy, 100 Ohm RTD (Two Wires), Euro Enclosure | 270
122725 | A/RH3-100-2W-R | Relative Humidity, RH Outputs: 0-5, 0-10 VDC & 4-20mA (Default), Room (R), ± 3% Accuracy, 100 Ohm RTD (Two Wires) | 250
122727 | A/RH3-100-2W-D-4X | Relative Humidity, RH Outputs: 0-5, 0-10 VDC & 4-20mA (Default), Duct, ± 3% Accuracy, 100 Ohm RTD (Two Wires), NEMA 4X Enclosure | 276.5
122734 | A/RH3-100KS-D | Relative Humidity, RH Outputs: 0-5, 0-10 VDC & 4-20mA (Default), Duct, ± 3% Accuracy, 100,000 Ohm Thermistor (100KS), Euro Enclosure | 260
122735 | A/RH3-100KS-O | Relative Humidity, RH Outputs: 0-5, 0-10 VDC & 4-20mA (Default), Outside Air, ± 3% Accuracy, 100,000 Ohm Thermistor, Euro Enclosure | 270
122740 | A/RH3-10KS-O | Relative Humidity, RH Outputs: 0-5, 0-10 VDC & 4-20mA (Default), Outside Air, ± 3% Accuracy, 10,000 Ohm Thermistor, Euro Enclosure | 270
122741 | A/RH3-10KS-R | Relative Humidity, RH Outputs: 0-5, 0-10 VDC & 4-20mA (Default), Room (R), ± 3% Accuracy, 10,000 Ohm Thermistor | 250
122742 | A/RH3-1K-2W-D | Relative Humidity, RH Outputs: 0-5, 0-10 VDC & 4-20mA (Default), Duct, ± 3% Accuracy, 1,000 Ohm (Two Wires) RTD, Euro Enclosure | 260
122743 | A/RH3-1K-2W-O | Relative Humidity, RH Outputs: 0-5, 0-10 VDC & 4-20mA (Default), Outside Air, ± 3% Accuracy, 1,000 Ohm RTD (Two Wires), Euro Enclosure | 270
122745 | A/RH3-1K-2W-R | Relative Humidity, RH Outputs: 0-5, 0-10 VDC & 4-20mA (Default), Room (R), ± 3% Accuracy, 1,000 Ohm RTD (Two Wires) | 250
122746 | A/RH3-1K-2W-R-W | Relative Humidity, RH Outputs: 0-5, 0-10 VDC & 4-20mA (Default), Room (R) White, ± 3% Accuracy, 1,000 Ohm RTD (Two Wires) | 250
122749 | A/RH3-1K-3W-D | Relative Humidity, RH Outputs: 0-5, 0-10 VDC & 4-20mA (Default), Duct, ± 3% Accuracy, 1,000 Ohm (Three Wires) RTD, Euro Enclosure | 260
122751 | A/RH3-1K-NI-D | Relative Humidity, RH Outputs: 0-5, 0-10 VDC & 4-20mA (Default), Duct, ± 3% Accuracy, 1,000 Ohm Nickel RTD, Euro Enclosure | 260
122752 | A/RH3-1K-NI-O | Relative Humidity, RH Outputs: 0-5, 0-10 VDC & 4-20mA (Default), Outside Air, ± 3% Accuracy, 1,000 Ohm Nickel RTD, Euro Enclosure | 270
122753 | A/RH3-1K-NI-R | Relative Humidity, RH Outputs: 0-5, 0-10 VDC & 4-20mA (Default), Room (R), ± 3% Accuracy, 1,000 Ohm Nickel RTD | 250
122765 | A/RH3-TT100-D-4X-4 | Relative Humidity, RH Outputs: 0-5, 0-10 VDC & 4-20mA (Default), Duct, ± 3% Accuracy, Transmitter w/ 100 Ohm RTD, NEMA 4X Enclosure, 4-20mA (Temp) | 375
122769 | A/RH3-TT100-R-4 | Relative Humidity, RH Outputs: 0-5, 0-10 VDC & 4-20mA (Default), Room (R), ± 3% Accuracy, Transmitter w/ 100 Ohm RTD, 4-20mA (Temp Output) | 341.5
122770 | A/RH3-TT100-R-2 | Relative Humidity, RH Outputs: 0-5, 0-10 VDC & 4-20mA (Default), Room (R), ± 3% Accuracy, Transmitter w/ 100 Ohm RTD, 2-10VDC (Temp Output) | 341.5
122776 | A/RH3-20K-D | Relative Humidity, RH Outputs: 0-5, 0-10 VDC & 4-20mA (Default), Duct, ± 3% Accuracy, 20,000 Ohm Thermistor, Euro Enclosure | 260
122777 | A/RH3-20K-O | Relative Humidity, RH Outputs: 0-5, 0-10 VDC & 4-20mA (Default), Outside Air, ± 3% Accuracy, 20,000 Ohm Thermistor, Euro Enclosure | 270
122778 | A/RH3-20K-R | Relative Humidity, RH Outputs: 0-5, 0-10 VDC & 4-20mA (Default), Room (R), ± 3% Accuracy, 20,000 Ohm Thermistor | 250
122782 | A/RH3-20K-RO | Relative Humidity, RH Outputs: 0-5, 0-10 VDC & 4-20mA (Default), Room (R), ± 3% Accuracy, 20,000 Ohm Thermistor, w/ Override | 260
122792 | A/RH3-TT1K-D-4X-4 | Relative Humidity, RH Outputs: 0-5, 0-10 VDC & 4-20mA (Default), Duct, ± 3% Accuracy, Transmitter w/ 1,000 Ohm RTD, NEMA 4X Enclosure, 4-20mA (Temp) | 375
122797 | A/RH3-TT1K-R-4 | Relative Humidity, RH Outputs: 0-5, 0-10 VDC & 4-20mA (Default), Room (R), ± 3% Accuracy, Transmitter w/ 1,000 Ohm RTD, 4-20mA (Temp Output) | 341.5
122798 | A/RH3-TT1K-R-2 | Relative Humidity, RH Outputs: 0-5, 0-10 VDC & 4-20mA (Default), Room (R), ± 3% Accuracy, Transmitter w/ 1,000 Ohm RTD, 2-10VDC (Temp Output) | 341.5
122815 | A/RH3-3K-D | Relative Humidity, RH Outputs: 0-5, 0-10 VDC & 4-20mA (Default), Duct, ± 3% Accuracy, 3,000 Ohm Thermistor (ASI), Euro Enclosure | 260
122816 | A/RH3-3K-O | Relative Humidity, RH Outputs: 0-5, 0-10 VDC & 4-20mA (Default), Outside Air, ± 3% Accuracy, 3,000 Ohm Thermistor (ASI), Euro Enclosure | 270
122817 | A/RH3-3K-R | Relative Humidity, RH Outputs: 0-5, 0-10 VDC & 4-20mA (Default), Room (R), ± 3% Accuracy, 3,000 Ohm Thermistor (ASI) | 250
122832 | A/RH3-AN-D | Relative Humidity, RH Outputs: 0-5, 0-10 VDC & 4-20mA (Default), Duct, ± 3% Accuracy, 10,000 Ohm Thermistor (Type III), Euro Enclosure | 260
122834 | A/RH3-AN-BC-D-BB | Relative Humidity, RH Outputs: 0-5, 0-10 VDC & 4-20mA (Default), Duct, ± 3% Accuracy, 10,000 Ohm Thermistor w/11K Shunt, NEMA 3R Enclosure | 260
122837 | A/RH3-AN-O | Relative Humidity, RH Outputs: 0-5, 0-10 VDC & 4-20mA (Default), Outside Air, ± 3% Accuracy, 10,000 Ohm Thermistor (Type III), Euro Enclosure | 270
122839 | A/RH3-AN-O-4X | Relative Humidity, RH Outputs: 0-5, 0-10 VDC & 4-20mA (Default), Outside Air, ± 3% Accuracy, 10,000 Ohm Thermistor (Type III), NEMA 4X Enclosure | 286.5
122840 | A/RH3-AN-BC-O | Relative Humidity, RH Outputs: 0-5, 0-10 VDC & 4-20mA (Default), Outside Air, ± 3% Accuracy, 10,000 Ohm Thermistor w/11K Shunt, Euro Enclosure | 270
122842 | A/RH3-AN-R | Relative Humidity, RH Outputs: 0-5, 0-10 VDC & 4-20mA (Default), Room (R), ± 3% Accuracy, 10K Ohm Thermistor (Type III) | 250
122844 | A/RH3-AN-BC-R | Relative Humidity, RH Outputs: 0-5, 0-10 VDC & 4-20mA (Default), Room (R), ± 3% Accuracy, 10,000 Ohm Thermistor w/ 11K Shunt | 250
122848 | A/RH3-AN-R-RJ4 | Relative Humidity, RH Outputs: 0-5, 0-10 VDC & 4-20mA (Default), Room (R), ± 3% Accuracy, 10K Ohm Thermistor (Type III), w/ RJ4 Comm Jack | 250
122855 | A/RH3-AN-RO | Relative Humidity, RH Outputs: 0-5, 0-10 VDC & 4-20mA (Default), Room (R), ± 3% Accuracy, 10K Ohm Thermistor (Type III), w/ Override | 260
122856 | A/RH3-AN-RO-W | Relative Humidity, RH Outputs: 0-5, 0-10 VDC & 4-20mA (Default), Room (R) White, ± 3% Accuracy, 10K Ohm Thermistor (Type III), w/ Override | 260
122876 | A/RH3-BALCO-O | Relative Humidity, RH Outputs: 0-5, 0-10 VDC & 4-20mA (Default), Outside Air, ± 3% Accuracy, 1,000 Ohm Balco RTD, Euro Enclosure | 270
122880 | A/RH3-CP-D | Relative Humidity, RH Outputs: 0-5, 0-10 VDC & 4-20mA (Default), Duct, ± 3% Accuracy, 10,000 Ohm Thermistor (Type II), Euro Enclosure | 260
122881 | A/RH3-CP-D-BB | Relative Humidity, RH Outputs: 0-5, 0-10 VDC & 4-20mA (Default), Duct, ± 3% Accuracy, 10,000 Ohm Thermistor (Type II), NEMA 3R Enclosure | 260
122882 | A/RH3-CP-O | Relative Humidity, RH Outputs: 0-5, 0-10 VDC & 4-20mA (Default), Outside Air, ± 3% Accuracy, 10,000 Ohm Thermistor (Type II), Euro Enclosure | 270
122886 | A/RH3-CP-O-BB | Relative Humidity, RH Outputs: 0-5, 0-10 VDC & 4-20mA (Default), Outside Air, ± 3% Accuracy, 10,000 Ohm Thermistor (Type II), NEMA 3R Enclosure | 270
122887 | A/RH3-CP-R | Relative Humidity, RH Outputs: 0-5, 0-10 VDC & 4-20mA (Default), Room (R), ± 3% Accuracy, 10K Ohm Thermistor (Type II) | 250
122896 | A/RH3-CP-RO | Relative Humidity, RH Outputs: 0-5, 0-10 VDC & 4-20mA (Default), Room (R), ± 3% Accuracy, 10K Ohm Thermistor (Type II), w/ Override | 260
122912 | A/RH3-CSI-D | Relative Humidity, RH Outputs: 0-5, 0-10 VDC & 4-20mA (Default), Duct, ± 3% Accuracy, 10,000 Ohm (CSI) Thermistor, Euro Enclosure | 260
122913 | A/RH3-CSI-O | Relative Humidity, RH Outputs: 0-5, 0-10 VDC & 4-20mA (Default), Outside Air, ± 3% Accuracy, 10,000 Ohm (CSI) Thermistor, Euro Enclosure | 270
122914 | A/RH3-CSI-O-BB | Relative Humidity, RH Outputs: 0-5, 0-10 VDC & 4-20mA (Default), Outside Air, ± 3% Accuracy, 10,000 Ohm (CSI) Thermistor, NEMA 3R Enclosure | 270
122916 | A/RH3-CSI-R | Relative Humidity, RH Outputs: 0-5, 0-10 VDC & 4-20mA (Default), Room (R), ± 3% Accuracy, 10,000 Ohm (CSI) Thermistor | 250
122921 | A/RH3-D | Relative Humidity, RH Outputs: 0-5, 0-10 VDC & 4-20mA (Default), Duct, ± 3% Accuracy, Euro Enclosure | 250
122924 | A/RH3-D-4X | Relative Humidity, RH Outputs: 0-5, 0-10 VDC & 4-20mA (Default), Duct, ± 3% Accuracy, NEMA 4X Enclosure | 266.5
122931 | A/RH3-D-BB | Relative Humidity, RH Outputs: 0-5, 0-10 VDC & 4-20mA (Default), Duct, ± 3% Accuracy, NEMA 3R Enclosure | 250
122936 | A/RH3-O | Relative Humidity, RH Outputs: 0-5, 0-10 VDC & 4-20mA (Default), Outside Air, ± 3% Accuracy, Euro Enclosure | 260
122940 | A/RH3-O-4X | Relative Humidity, RH Outputs: 0-5, 0-10 VDC & 4-20mA (Default), Outside Air, ± 3% Accuracy, NEMA 4X Enclosure | 276.5
122941 | A/RH3-O-3.25"-EH | Relative Humidity, RH Outputs: 0-5, 0-10 VDC & 4-20mA (Default), Outside Air (3.25" SS), ± 3% Accuracy, Euro Enclosure | 260
122944 | A/RH3-R | Relative Humidity, RH Outputs: 0-5, 0-10 VDC & 4-20mA (Default), Room (R), ± 3% Accuracy, Infinity Enclosure (Beige) | 240
122969 | A/RH5-100-2W-D | Relative Humidity, RH Outputs: 0-5, 0-10 VDC & 4-20mA (Default), Duct, ± 5% Accuracy, 100 Ohm RTD (Two Wires), Euro Enclosure | 206.4
122970 | A/RH5-100-2W-R | Relative Humidity, RH Outputs: 0-5, 0-10 VDC & 4-20mA (Default), Room (R), ± 5% Accuracy, 100 Ohm RTD (Two Wires) | 197.2
122973 | A/RH5-100-3W-O | Relative Humidity, RH Outputs: 0-5, 0-10 VDC & 4-20mA (Default), Outside Air, ± 5% Accuracy, 100 Ohm RTD (Three Wires), Euro Enclosure | 206.4
122976 | A/RH5-10KS-O | Relative Humidity, RH Outputs: 0-5, 0-10 VDC & 4-20mA (Default), Outside Air, ± 5% Accuracy, 10,000 Ohm Thermistor, Euro Enclosure | 206.4
122979 | A/RH5-1K-2W-D | Relative Humidity, RH Outputs: 0-5, 0-10 VDC & 4-20mA (Default), Duct, ± 5% Accuracy, 1,000 Ohm (Two Wires) RTD, Euro Enclosure | 206.4
122980 | A/RH5-1K-2W-O | Relative Humidity, RH Outputs: 0-5, 0-10 VDC & 4-20mA (Default), Outside Air, ± 5% Accuracy, 1,000 Ohm RTD (Two Wires), Euro Enclosure | 206.4
122981 | A/RH5-1K-2W-R | Relative Humidity, RH Outputs: 0-5, 0-10 VDC & 4-20mA (Default), Room (R), ± 5% Accuracy, 1,000 Ohm RTD (Two Wires) | 197.2
122985 | A/RH5-1K-NI-D | Relative Humidity, RH Outputs: 0-5, 0-10 VDC & 4-20mA (Default), Duct, ± 5% Accuracy, 100 Ohm RTD (Two Wires), Euro Enclosure | 206.4
122986 | A/RH5-1K-NI-O | Relative Humidity, RH Outputs: 0-5, 0-10 VDC & 4-20mA (Default), Outside Air, ± 5% Accuracy, 1,000 Ohm Nickel RTD, Euro Enclosure | 206.4
122987 | A/RH5-1K-NI-R | Relative Humidity, RH Outputs: 0-5, 0-10 VDC & 4-20mA (Default), Room, ± 5% Accuracy, 1,000 Ohm Nickel RTD | 197.2
122996 | A/RH5-TT100-O-BB-4 | Relative Humidity, RH Outputs: 0-5, 0-10 VDC & 4-20mA (Default), Outside Air, ± 5% Accuracy, Transmitter w/ 100 Ohm RTD, NEMA 3R Enclosure, 4-20mA (Temp) | 313
122997 | A/RH5-TT100-R-4 | Relative Humidity, RH Outputs: 0-5, 0-10 VDC & 4-20mA (Default), Room (R), ± 5% Accuracy, Transmitter w/ 100 Ohm RTD, 4-20mA (Temp Output) | 288.7
122998 | A/RH5-TT100-R-2 | Relative Humidity, RH Outputs: 0-5, 0-10 VDC & 4-20mA (Default), Room (R), ± 5% Accuracy, Transmitter w/ 100 Ohm RTD, 2-10VDC (Temp Output) | 288.7
123000 | A/RH5-20K-D | Relative Humidity, RH Outputs: 0-5, 0-10 VDC & 4-20mA (Default), Duct, ± 5% Accuracy, 20,000 Ohm Thermistor, Euro Enclosure | 206.4
123002 | A/RH5-20K-O | Relative Humidity, RH Outputs: 0-5, 0-10 VDC & 4-20mA (Default), Outside Air, ± 5% Accuracy, 20,000 Thermistor, Euro Enclosure | 206.4
123003 | A/RH5-20K-R | Relative Humidity, RH Outputs: 0-5, 0-10 VDC & 4-20mA (Default), Room (R), ± 5% Accuracy, 20K Ohm Thermistor | 197.2
123011 | A/RH5-TT1K-R-4 | Relative Humidity, RH Outputs: 0-5, 0-10 VDC & 4-20mA (Default), Room (R), ± 5% Accuracy, Transmitter w/ 1,000 Ohm RTD, 4-20mA (Temp Output) | 288.7
123021 | A/RH5-3K-D | Relative Humidity, RH Outputs: 0-5, 0-10 VDC & 4-20mA (Default), Duct, ± 5% Accuracy, 3,000 Ohm Thermistor (ASI), Euro Enclosure | 206.4
123022 | A/RH5-3K-O | Relative Humidity, RH Outputs: 0-5, 0-10 VDC & 4-20mA (Default), Outside Air, ± 5% Accuracy, 3,000 Ohm Thermistor (ASI), Euro Enclosure | 206.4
123023 | A/RH5-3K-R | Relative Humidity, RH Outputs: 0-5, 0-10 VDC & 4-20mA (Default), Room (R), ± 5% Accuracy, 3,000 Ohm Thermistor (ASI) | 197.2
123036 | A/RH5-AN-D | Relative Humidity, RH Outputs: 0-5, 0-10 VDC & 4-20mA (Default), Duct, ± 5% Accuracy, 10,000 Ohm Thermistor (Type III), Euro Enclosure | 206.4
123038 | A/RH5-AN-O | Relative Humidity, RH Outputs: 0-5, 0-10 VDC & 4-20mA (Default), Outside Air, ± 5% Accuracy, 10K Ohm Thermistor (Type III), Euro Enclosure | 206.4
123039 | A/RH5-AN-BC-O | Relative Humidity, RH Outputs: 0-5, 0-10 VDC & 4-20mA (Default), Outside Air, ± 5% Accuracy, 10,000 Ohm Thermistor w/ 11K Shunt, Euro Enclosure | 206.4
123042 | A/RH5-AN-R | Relative Humidity, RH Outputs: 0-5, 0-10 VDC & 4-20mA (Default), Room (R), ± 5% Accuracy, 10K Ohm Thermistor (Type III) | 197.2
123044 | A/RH5-AN-BC-R | Relative Humidity, RH Outputs: 0-5, 0-10 VDC & 4-20mA (Default), Room (R), ± 5% Accuracy, 10K Ohm Thermistor w 11K Shunt | 197.2
123061 | A/RH5-BALCO-O | Relative Humidity, RH Outputs: 0-5, 0-10 VDC & 4-20mA (Default), Outside Air, ± 5% Accuracy, Balco, Euro Enclosure | 206.4
123062 | A/RH5-CP-D | Relative Humidity, RH Outputs: 0-5, 0-10 VDC & 4-20mA (Default), Duct, ± 5% Accuracy, 10,000 Ohm Thermistor (Type II), Euro Enclosure | 206.4
123065 | A/RH5-CP-O | Relative Humidity, RH Outputs: 0-5, 0-10 VDC & 4-20mA (Default), Outside Air, ± 5% Accuracy, 10K Ohm Thermistor (Type II), Euro Enclosure | 206.4
123066 | A/RH5-CP-R | Relative Humidity, RH Outputs: 0-5, 0-10 VDC & 4-20mA (Default), Room (R), ± 5% Accuracy, 10K Ohm Thermistor (Type II) | 197.2
123071 | A/RH5-CP-RO | Relative Humidity, RH Outputs: 0-5, 0-10 VDC & 4-20mA (Default), Room (R), ± 5% Accuracy, 10K Ohm Thermistor (Type II), w/ Override | 207.2
123076 | A/RH5-CSI-D | Relative Humidity, RH Outputs: 0-5, 0-10 VDC & 4-20mA (Default), Duct, ± 5% Accuracy, 10,000 Ohm (CSI) Thermistor, Euro Enclosure | 206.4
123077 | A/RH5-CSI-O | Relative Humidity, RH Outputs: 0-5, 0-10 VDC & 4-20mA (Default), Outside Air, ± 5% Accuracy, 10,000 Ohm Thermistor (CSI), Euro Enclosure | 206.4
123085 | A/RH5-D | Relative Humidity, RH Outputs: 0-5, 0-10 VDC & 4-20mA (Default), Duct, ± 5% Accuracy, Euro Enclosure | 192.4
123092 | A/RH5-D-BB | Relative Humidity, RH Outputs: 0-5, 0-10 VDC & 4-20mA (Default), Duct, ± 5% Accuracy, NEMA 3R Enclosure | 192.4
123095 | A/RH5-O | Relative Humidity, RH Outputs: 0-5, 0-10 VDC & 4-20mA (Default), Outside Air, ± 5% Accuracy, Euro Enclosure | 192.4
123098 | A/RH5-O-BB | Relative Humidity, RH Outputs: 0-5, 0-10 VDC & 4-20mA (Default), Outside Air, ± 5% Accuracy, NEMA 3R Enclosure | 192.4
123099 | A/RH5-R | Relative Humidity, RH Outputs: 0-5, 0-10 VDC & 4-20mA (Default), Room (R), ± 5% Accuracy, Infinity Enclosure (Beige) | 187.2
123242 | A/AN-BC-A-12'-GD | 10,000 Ohm Thermistor w/11K Shunt, Copper Averaging, 12', Galvanized Enclosure | 135
123243 | A/AN-A-12'-GD | 10,000 Ohm Thermistor (Type III), Copper Averaging, 12', Galvanized Enclosure | 135
123244 | A/AN-BC-A-24'-GD | 10,000 Ohm Thermistor w/11K Shunt, Copper Averaging, 24', Galvanized Enclosure | 185
123246 | A/AN-A-50'-GD | 10,000 Ohm Thermistor (Type III), Copper Averaging, 50', Galvanized Enclosure | 500
123249 | A/AN-BC-A-8'-GD | 10,000 Ohm Thermistor w/11K Shunt, Copper Averaging, 8', Galvanized Enclosure | 115
123250 | A/AN-A-8'-GD | 10,000 Ohm Thermistor (Type III), Copper Averaging, 8', Galvanized Enclosure | 115
123251 | A/AN-BC-D-12"-GD | 10,000 Ohm Thermistor w/11K Shunt, Duct, 12", Galvanized Enclosure | 27
123252 | A/AN-D-12"-GD | 10,000 Ohm Thermistor (Type III), Duct, 12", Galvanized Enclosure | 27
123256 | A/AN-D-18"-GD | 10,000 Ohm Thermistor (Type III), Duct, 18", Galvanized Enclosure | 32
123262 | A/AN-BC-D-4"-GD | 10,000 Ohm Thermistor w/11K Shunt, Duct, 4", Galvanized Enclosure | 27
123264 | A/AN-D-4"-GD | 10,000 Ohm Thermistor (Type III), Duct, 4", Galvanized Enclosure | 27
123268 | A/AN-BC-D-6"-GD | 10,000 Ohm Thermistor w/11K Shunt, Duct, 6", Galvanized Enclosure | 27
123269 | A/AN-D-6"-GD | 10,000 Ohm Thermistor (Type III), Duct, 18", Galvanized Enclosure | 27
123271 | A/AN-BC-D-8"-GD | 10,000 Ohm Thermistor w/11K Shunt, Duct, 8", Galvanized Enclosure | 27
123273 | A/AN-D-8"-GD | 10,000 Ohm Thermistor (Type III), Duct, 8", Galvanized Enclosure | 27
123277 | A/AN-FA-12'-GD | 10,000 Ohm Thermistor (Type III), Flexible Cable Averaging, 12', Galvanized Enclosure | 185
123278 | A/AN-FA-24'-GD | 10,000 Ohm Thermistor (Type III), Flexible Cable Averaging, 24', Galvanized Enclosure | 230
123284 | A/AN-BC-I-2.5"-GD | 10,000 Ohm Thermistor w/11K Shunt, Immersion, Welded Well, 2.5", Galvanized Enclosure | 58
123285 | A/AN-I-2.5"-GD | 10,000 Ohm Thermistor (Type III), Immersion, Welded Well, 2.5", Galvanized Enclosure | 58
123286 | A/AN-INW-2.5"-GD | 10,000 Ohm Thermistor (Type III), Immersion, No Well, 2.5", Galvanized Enclosure | 27
123290 | A/AN-BC-I-4"-GD | 10,000 Ohm Thermistor w/11K Shunt, Immersion, Welded Well, 4", Galvanized Enclosure | 58
123291 | A/AN-BC-INW-4"-GD | 10,000 Ohm Thermistor w/11K Shunt, Immersion, No Well, 4", Galvanized Enclosure | 27
123293 | A/AN-I-4"-GD | 10,000 Ohm Thermistor (Type III), Immersion, Welded Well, 4", Galvanized Enclosure | 58
123294 | A/AN-INW-4"-GD | 10,000 Ohm Thermistor (Type III), Immersion, No Well, 4", Galvanized Enclosure | 27
123297 | A/AN-BC-I-6"-GD | 10,000 Ohm Thermistor w/11K Shunt, Immersion, Welded Well, 6", Galvanized Enclosure | 58
123298 | A/AN-BC-INW-6"-GD | 10,000 Ohm Thermistor w/11K Shunt, Immersion, No Well, 6", Galvanized Enclosure | 27
123300 | A/AN-I-6"-GD | 10,000 Ohm Thermistor (Type III), Immersion, Welded Well, 6", Galvanized Enclosure | 58
123301 | A/AN-INW-6"-GD | 10,000 Ohm Thermistor (Type III), Immersion, No Well, 6", Galvanized Enclosure | 27
123304 | A/AN-RA-12"-GD | 10,000 Ohm Thermistor (Type III), Rigid Probe Averaging, 12", Galvanized Enclosure | 90
123305 | A/AN-BC-RA-18"-GD | 10,000 Ohm Thermistor w/11K Shunt, Rigid Probe Averaging, 18", Galvanized Enclosure | 90
123306 | A/AN-RA-18"-GD | 10,000 Ohm Thermistor (Type III), Rigid Probe Averaging, 18", Galvanized Enclosure | 90
123307 | A/AN-RA-24"-GD | 10,000 Ohm Thermistor (Type III), Rigid Probe Averaging, 24", Galvanized Enclosure | 95
123308 | A/AN-RA-36"-GD | 10,000 Ohm Thermistor (Type III), Rigid Probe Averaging, 36", Galvanized Enclosure | 95
123309 | A/AN-BC-S-GD | 10,000 Ohm Thermisor w/11K Shunt, Strap On, Galvanized Enclosure | 38
123332 | A/BALCO-A-12'-GD | 1,000 Ohm Balco RTD, Copper Averaging, 12', Galvanized Enclosure | 315
123333 | A/BALCO-A-24'-GD | 1,000 Ohm Balco RTD, Copper Averaging, 24', Galvanized Enclosure | 335
123334 | A/BALCO-A-8'-GD | 1,000 Ohm Balco RTD, Copper Averaging, 8', Galvanized Enclosure | 300
123335 | A/BALCO-D-12"-GD | 1,000 Ohm Balco RTD, Duct, 12", Galvanized Enclosure | 52
123336 | A/BALCO-D-18"-GD | 1,000 Ohm Balco RTD, Duct, 18", Galvanized Enclosure | 57
123338 | A/BALCO-D-4"-GD | 1,000 Ohm Balco RTD, Duct, 4", Galvanized Enclosure | 52
123339 | A/BALCO-D-8"-GD | 1,000 Ohm Balco RTD, Duct, 8", Galvanized Enclosure | 52
123340 | A/BALCO-I-2.5"-GD | 1,000 Ohm Balco RTD, Immersion, Welded Well, 2.5", Galvanized Enclosure | 83
123341 | A/BALCO-INW-2.5"-GD | 1,000 Ohm Balco RTD, Immersion, No Well, 2.5", Galvanized Enclosure | 52
123342 | A/BALCO-I-4"-GD | 1,000 Ohm Balco RTD, Immersion, Welded Well, 4", Galvanized Enclosure | 83
123343 | A/BALCO-INW-4"-GD | 1,000 Ohm Balco RTD, Immersion, No Well, 4", Galvanized Enclosure | 52
123344 | A/BALCO-I-6"-GD | 1,000 Ohm Balco RTD, Immersion, Welded Well, 6", Galvanized Enclosure | 83
123345 | A/BALCO-INW-6"-GD | 1,000 Ohm Balco RTD, Immersion, No Well, 6", Galvanized Enclosure | 52
123355 | A/CP-A-12'-GD | 10,000 Ohm Thermistor (Type II), Copper Averaging, 12', Galvanized Enclosure | 135
123356 | A/CP-A-24'-GD | 10,000 Ohm Thermistor (Type II), Copper Averaging, 24', Galvanized Enclosure | 185
123360 | A/CP-A-50'-GD | 10,000 Ohm Thermistor (Type II), Copper Averaging, 50', Galvanized Enclosure | 500
123362 | A/CP-A-8'-GD | 10,000 Ohm Thermistor (Type II), Copper Averaging, 8', Galvanized Enclosure | 115
123363 | A/CP-D-12"-GD | 10,000 Ohm Thermistor (Type II), Duct, 12", Galvanized Enclosure | 27
123365 | A/CP-D-18"-GD | 10,000 Ohm Thermistor (Type II), Duct, 18", Galvanized Enclosure | 32
123369 | A/CP-D-4"-GD | 10,000 Ohm Thermistor (Type II), Duct, 4", Galvanized Enclosure | 27
123376 | A/CP-D-6"-GD | 10,000 Ohm Thermistor (Type II), Duct, 6", Galvanized Enclosure | 27
123377 | A/CP-D-8"-GD | 10,000 Ohm Thermistor (Type II), Duct, 8", Galvanized Enclosure | 27
123382 | A/CP-FA-12'-GD | 10,000 Ohm Thermistor (Type II), Flexible Cable Averaging, 12', Galvanized Enclosure | 185
123383 | A/CP-FA-24'-GD | 10,000 Ohm Thermistor (Type II), Flexible Cable Averaging, 24', Galvanized Enclosure | 230
123389 | A/CP-I-2.5"-GD | 10,000 Ohm Thermistor (Type II), Immersion, Welded Well, 2.5", Galvanized Enclosure | 58
123390 | A/CP-INW-2.5"-GD | 10,000 Ohm Thermistor (Type II), Immersion, No Well, 2.5", Galvanized Enclosure | 27
123394 | A/CP-I-4"-GD | 10,000 Ohm Thermistor (Type II), Immersion, Welded Well, 4", Galvanized Enclosure | 58
123395 | A/CP-INW-4"-GD | 10,000 Ohm Thermistor (Type II), Immersion, No Well, 4", Galvanized Enclosure | 27
123398 | A/CP-I-6"-GD | 10,000 Ohm Thermistor (Type II), Immersion, Welded Well, 6", Galvanized Enclosure | 58
123399 | A/CP-INW-6"-GD | 10,000 Ohm Thermistor (Type II), Immersion, No Well, 6", Galvanized Enclosure | 27
123403 | A/CP-RA-12"-GD | 10,000 Ohm Thermistor (Type II), Rigid Probe Averaging, 12", NEMA 3R Enclosure | 90
123404 | A/CP-RA-18"-GD | 10,000 Ohm Thermistor (Type II), Rigid Probe Averaging, 18", Galvanized Enclosure | 90
123405 | A/CP-RA-24"-GD | 10,000 Ohm Thermistor (Type II), Rigid Probe Averaging, 24", Galvanized Enclosure | 95
123406 | A/CP-RA-36"-GD | 10,000 Ohm Thermistor (Type II), Rigid Probe Averaging, 36", Galvanized Enclosure | 95
123410 | A/CSI-A-12'-GD | 10,000 Ohm (CSI) Thermistor, Copper Averaging, 12', Galvanized Enclosure | 135
123411 | A/CSI-A-24'-GD | 10,000 Ohm (CSI) Thermistor, Copper Averaging, 24', Galvanized Enclosure | 185
123412 | A/CSI-A-50'-GD | 10,000 Ohm (CSI) Thermistor, Copper Averaging, 50', Galvanized Enclosure | 500
123413 | A/CSI-A-8'-GD | 10,000 Ohm (CSI) Thermistor, Copper Averaging, 8', Galvanized Enclosure | 115
123414 | A/CSI-D-12"-GD | 10,000 Ohm (CSI) Thermistor, Duct, 12", Galvanized Enclosure | 27
123415 | A/CSI-D-18"-GD | 10,000 Ohm (CSI) Thermistor, Duct, 18", Galvanized Enclosure | 32
123418 | A/CSI-D-4"-GD | 10,000 Ohm (CSI) Thermistor, Duct, 4", Galvanized Enclosure | 27
123420 | A/CSI-D-8"-GD | 10,000 Ohm (CSI) Thermistor, Duct, 8", Galvanized Enclosure | 27
123422 | A/CSI-I-2.5"-GD | 10,000 Ohm (CSI) Thermistor, Immersion, Welded Well, 2.5", Galvanized Enclosure | 58
123424 | A/CSI-I-4"-GD | 10,000 Ohm (CSI) Thermistor, Immersion, Welded Well, 4", Galvanized Enclosure | 58
123425 | A/CSI-INW-4"-GD | 10,000 Ohm (CSI) Thermistor, Immersion, No Well, 4", Galvanized Enclosure | 27
123426 | A/CSI-I-6"-GD | 10,000 Ohm (CSI) Thermistor, Immersion, Welded Well, 6", Galvanized Enclosure | 58
123427 | A/CSI-INW-6"-GD | 10,000 Ohm (CSI) Thermistor, Immersion, no Well, 6", Galvanized Enclosure | 27
123428 | A/CSI-RA-18"-GD | 10,000 Ohm (CSI) Thermistor, Rigid Probe Averaging, 18", Galvanized Enclosure | 90
123429 | A/CSI-RA-24"-GD | 10,000 Ohm (CSI) Thermistor, Rigid Probe Averaging, 24", Galvanized Enclosure | 95
123430 | A/CSI-RA-36"-GD | 10,000 Ohm (CSI) Thermistor, Rigid Probe Averaging, 36", Galvanized Enclosure | 95
123434 | A/TT100-INW-2.5"-4-PB | Transmitter w/ 100 Ohm RTD, Immersion, No Well, 2.5", Plastic Enclosure, 4-20mA Output | 144
123435 | A/TT100-I-2.5"-4-PB | Transmitter w/ 100 Ohm RTD, Immersion, Welded Well, 2.5", Plastic Enclosure, 4-20mA Output | 175
123436 | A/TT100-INW-4"-4-PB | Transmitter w/ 100 Ohm RTD, Immersion, No Well, 4", Plastic Enclosure, 4-20mA Output | 144
123437 | A/TT100-I-4"-4-PB | Transmitter w/ 100 Ohm RTD, Immersion, Welded Well, 4", Plastic Enclosure, 4-20mA Output | 175
124079 | A/1.8K-PO-2"-6'CL2P | 1,800 Ohm Thermistor, Probe Only, 2", 6' Plenum Cable | 33
124080 | A/1.8K-INW-2.5"-BB | 1,800 Ohm Thermistor, Immersion, No Well, 2.5", NEMA 3R Enclosure | 43.5
124081 | A/1.8K-A-12'-PB | 1,800 Ohm Thermistor, Copper Averaging, 12', Plastic Enclosure | 135
124082 | A/1.8K-A-24'-PB | 1,800 Ohm Thermistor, Copper Averaging, 24', Plastic Enclosure | 185
124087 | A/1.8K-D-12"-PB | 1,800 Ohm Thermistor, Duct, 12", Plastic Enclosure | 27
124088 | A/1.8K-D-12"-BB | 1,800 Ohm Thermistor, Duct, 12", NEMA 3R Enclosure | 43.5
124089 | A/1.8K-D-18"-PB | 1,800 Ohm Thermistor, Duct, 18", Plastic Enclosure | 32
124095 | A/1.8K-D-4"-PB | 1,800 Ohm Thermistor, Duct, 4", Plastic Enclosure | 27
124098 | A/1.8K-D-6"-PB | 1,800 Ohm Thermistor, Duct, 6", Plastic Enclosure | 27
124099 | A/1.8K-D-8"-PB | 1,800 Ohm Thermistor, Duct, 8", Plastic Enclosure | 27
124102 | A/1.8K-DO-12" | 1,800 Ohm Thermistor, Duct, Without Box, 12" | 24.5
124104 | A/1.8K-DO-4" | 1,800 Ohm Thermistor, Duct, Without Box, 4" | 24.5
124105 | A/1.8K-DO-8" | 1,800 Ohm Thermistor, Duct, Without Box, 8" | 24.5
124108 | A/1.8K-I-2.5"-PB | 1,800 Ohm Thermistor, Immersion, Welded Well, 2.5", Plastic Enclosure | 58
124109 | A/1.8K-I-2.5"-BB | 1,800 Ohm Thermistor, Immersion, Welded Well, 2.5", NEMA 3R Enclosure | 74.5
124111 | A/1.8K-I-4"-PB | 1,800 Ohm Thermistor, Immersion, Welded Well, 4", Plastic Enclosure | 58
124112 | A/1.8K-I-4"-4X | 1,800 Ohm Thermistor, Immersion, Welded Well, 4", NEMA 4X Enclosure | 91
124113 | A/1.8K-I-4"-BB | 1,800 Ohm Thermistor, Immersion, Welded Well, 4", NEMA 3R Enclosure | 74.5
124114 | A/1.8K-INW-4"-PB | 1,800 Ohm Thermistor, Immersion, No Well, 4", Plastic Enclosure | 27
124119 | A/1.8K-INW-4"-BB | 1,800 Ohm Thermistor, Immersion, No Well, 4", NEMA 3R Enclosure | 43.5
124120 | A/1.8K-I-6"-PB | 1,800 Ohm Thermistor, Immersion, Welded Well, 6", Plastic Enclosure | 58
124121 | A/1.8K-I-6"-BB | 1,800 Ohm Thermistor, Immersion, Welded Well, 6", NEMA 3R Enclosure | 74.5
124127 | A/1.8K-RA-18"-PB | 1,800 Ohm Thermistor, Rigid Probe Averaging, 18", Plastic Enclosure | 90
124128 | A/1.8K-RA-24"-PB | 1,800 Ohm Thermistor, Rigid Probe Averaging, 24", Plastic Enclosure | 95
124129 | A/1.8K-RA-36"-PB | 1,800 Ohm Thermistor, Rigid Probe Averaging, 36", Plastic Enclosure | 95
124136 | A/1.8K-S-PB | 1,800 Ohm Thermistor, Strap On, Plastic Enclosure | 38
124137 | A/1.8K-S-4X | 1,800 Ohm Thermistor, Strap On, NEMA 4X Enclosure | 71
124140 | A/1.8K-SBS | 1,800 Ohm Thermistor, Flush Mount Button, Stainless Steel | 85
124192 | A/AN-A-24'-PB | 10,000 Ohm Thermistor (Type III), Copper Averaging, 24', Plastic Enclosure | 185
124193 | A/RH1-1K-2W-D | Relative Humidity, RH Outputs: 0-5, 0-10 VDC & 4-20mA (Default), Duct, ± 1% Accuracy, 1,000 Ohm (Two Wires) RTD, Euro Enclosure | 574
124199 | A/1K-2W-I-2.5"-PB | 1,000 Ohm (Two Wires) RTD, Immersion, Welded Well, 2.5", Plastic Enclosure | 73
124200 | A/1K-2W-I-4"-PB | 1,000 Ohm (Two Wires) RTD, Immersion, Welded Well, 4", Plastic Enclosure | 73
124201 | A/1K-2W-I-6"-PB | 1,000 Ohm (Two Wires) RTD, Immersion, Welded Well, 6", Plastic Enclosure | 73
124202 | A/1K-2W-S-PB | 1,000 Ohm (Two Wires) RTD, Strap On, Plastic Enclosure | 48
124203 | A/1K-NI-I-2.5"-PB | 1,000 Ohm Nickel RTD, Immersion, Welded Well, 2.5", Plastic Enclosure | 73
124204 | A/1K-NI-I-4"-PB | 1,000 Ohm Nickel RTD, Immersion, Welded Well, 4", Plastic Enclosure | 73
124205 | A/1K-NI-I-6"-PB | 1,000 Ohm Nickel RTD, Immersion, Welded Well, 6", Plastic Enclosure | 73
124206 | A/1K-NI-S-PB | 1,000 Ohm Nickel RTD, Strap On, Plastic Enclosure | 48
124207 | A/BALCO-I-2.5"-PB | 1,000 Ohm Balco RTD, Immersion, Welded Well, 2.5", Plastic Enclosure | 83
124208 | A/BALCO-I-4"-PB | 1,000 Ohm Balco RTD, Immersion, Welded Well, 4", Plastic Enclosure | 83
124210 | A/BALCO-S-PB | 1,000 Ohm Balco RTD, Strap On, Plastic Enclosure | 70
124215 | A/100-3W-I-2.5"-PB | 100 Ohm (Three Wires) RTD, Immersion, Welded Well, 2.5", Plastic Enclosure | 73
124216 | A/100-3W-I-4"-PB | 100 Ohm (Three Wires) RTD, Immersion, Welded Well, 4", Plastic Enclosure | 73
124217 | A/100-3W-I-6"-PB | 100 Ohm (Three Wires) RTD, Immersion, Welded Well, 6", Plastic Enclosure | 73
124218 | A/100-3W-S-PB | 100 Ohm (Three Wires) RTD, Strap On, Plastic Enclosure | 48
124241 | A/AN-BC-A-50'-PB | 10,000 Ohm Thermistor w/11K Shunt, Copper Averaging, 50', Plastic Enclosure | 500
124243 | A/1.8K-BBS | 1,800 Ohm Thermistor, Flush Mount Button, Brass | 85
124244 | A/1.8K-AP | 1,800 Ohm Thermistor, Wall Plate, Aluminum | 25
124298 | A/TTM1K-LTS-4-4X-50' | Transmitter w/ 1,000 Ohm RTD (NIST Cert), 2" Freezer Probe 316SS, NEMA 4X Enclosure, 50', 4-20mA Output | 343
124314 | A/1K-2W-INW-2.5"-PB | 1,000 Ohm (Two Wires) RTD, Immersion, No Well, 2.5", Plastic Enclosure | 42
124315 | A/1K-2W-INW-4"-PB | 1,000 Ohm (Two Wires) RTD, Immersion, No Well, 4", Plastic Enclosure | 42
124316 | A/1K-2W-INW-6"-PB | 1,000 Ohm (Two Wires) RTD, Immersion, No Well, 6", Plastic Enclosure | 42
124320 | A/TTM1K-LTS-4-4X-10' | Transmitter w/ 1,000 Ohm RTD (NIST CERT), 2" Freezer Probe 316SS, NEMA 4X Enclosure, 10', 4-20mA Output | 312
124355 | A/CP-PO-4"-10'CL2P | 10,000 Ohm Thermistor (Type II), Probe Only, 4", 10' Plenum Cable | 40
124413 | A/RH2-CP-D-3.25"-EH | Relative Humidity, RH Outputs: 0-5, 0-10 VDC & 4-20mA (Default), Duct (3.25" SS), ± 2% Accuracy, 10,000 Ohm Thermistor (Type II), Euro Enclosure | 315
124416 | A/100-3W-INW-4"-PB | 100 Ohm (Three Wires) RTD, Immersion, No Well, 4", Plastic Enclosure | 42
124463 | A/TT1K-LTS-4-4X-50' | Transmitter w/ 1,000 Ohm RTD, 2" Freezer Probe 316SS, NEMA 4X Enclosure, 50', 4-20mA Output | 343
124480 | A/100-3W-PO-4"-EXPL | 100 Ohm (Three Wires) RTD, Hazardous, Probe Only, 4" | 80
124486 | A/TT100-I-4"-4-BB | Transmitter w/ 100 Ohm RTD, Immersion, Welded Well, 4", NEMA 3R Enclosure, 4-20mA Output | 192
124493 | A/TT1K-A-8'-4-BB | Transmitter w/ 1,000 Ohm RTD, Copper Averaging, 8', NEMA 3R Enclosure, 4-20mA Output | 396
124496 | A/1K-2W-A-12'-GD | 1,000 Ohm (Two Wires) RTD, Copper Averaging, 12', Galvanized Enclosure | 215
124504 | A/100KS-DO-4"-10'CL2P | 100,000 Ohm Thermistor, Duct, Without Box, 4", 10' Plenum Cable | 42.5
124517 | A/TT1K-INW-6"-4-4X | Transmitter w/ 1,000 Ohm RTD, Immersion, No Well, 6", NEMA 4X Enclosure, 4-20mA Output | 178
124522 | A/CP-RA-36"-BB | 10,000 Ohm Thermistor (Type II), Rigid Probe Averaging, 36", NEMA 3R Enclosure | 111.5
124523 | A/100-2W-I-4"-PB | 100 Ohm (Two Wires) RTD, Immersion, Welded Well, 4", Plastic Enclosure | 73
124526 | A/TT100-D-4"-4-4X | Transmitter w/ 100 Ohm RTD, Duct, 4", NEMA 4X Enclosure, 4-20mA Output | 178
124527 | A/10K-E1-D-8"-PB | 10,000 Ohm (E1) Thermistor, Duct, 8", Plastic Enclosure | 27
124530 | A/TTM1K-I-6"-4-BB | Transmitter w/ 1,000 Ohm RTD (NIST Cert), Immersion, Welded Well, 6", NEMA 3R Enclosure, 4-20mA Output | 227
124534 | A/AN-PBS | 10,000 Ohm Thermistor (Type III), Flush Mount Button, Plastic Enclosure | 50
124535 | A/TTM1K-INW-6"-4-BB | Transmitter w/ 1,000 Ohm RTD (NIST Cert), Immersion, No Well, 6", NEMA 3R Enclosure, 4-20mA Output | 196
124542 | A/TT1K-A-24'-1-PB | Transmitter w/ 1,000 Ohm RTD, Copper Averaging, 24', Plastic Enclosure, 1-5VDC Output | 408
124566 | A/100KS-INW-2.5"-GD | 100,000 Ohm Thermistor, Immersion, No Well, 2.5", Galvanized Enclosure | 27
124579 | A/1.8K-BP | 1,800 Ohm Thermistor, Bullet Probe, 1" | 18.5
124587 | A/CP-FA-8'-GD | 10,000 Ohm Thermistor (Type II), Flexible Cable Averaging, 8', Galvanized Enclosure | 175
124592 | A/10K-E1-I-4"-PB | 10,000 Ohm (E1) Thermistor, Immersion, Welded Well, 4", Plastic Enclosure | 58
124597 | A/RH5-3K-RO | Relative Humidity, RH Outputs: 0-5, 0-10 VDC & 4-20mA (Default), Room (R), ± 5% Accuracy, 3,000 Ohm Thermistor (ASI), w/ Override | 207.2
124605 | A/TT1K-RA-18"-4-4X | Trasmitter w/ 1,000 Ohm RTD, Rigid Probe Averaging, 18", NEMA 4X Enclosure, 4-20mA Output | 408
124609 | A/RH1-AN-D | Relative Humidity, RH Outputs: 0-5, 0-10 VDC & 4-20mA (Default), Duct, ± 1% Accuracy, 10,000 Ohm Thermistor (Type III), Euro Enclosure | 574
124650 | A/TT1K-INW-6"-4-GD | Transmitter w/ 1,000 Ohm RTD, Immersion, No Well, 6", Galvanized Enclosure, 4-20mA Output | 144
124651 | A/10KS-D-6"-GD | 10,000 Ohm Thermistor, Duct, 6", Galvanized Enclosure | 27
124653 | A/1.8K-PO-4" | 1,800 Ohm Thermistor, Probe Only, 4" | 24.5
124654 | A/20K-PO-12" | 20,000 Ohm Thermistor, Probe Only, 12" | 18.5
124681 | A/TTM1K-I-2.5"-4-4X | Transmitter w/ 1,000 Ohm RTD (NIST Cert), Immersion, Welded Well, 2.5", NEMA 4X Enclosure, 4-20mA Output | 244
124682 | A/TTM1K-S-4-4X | Transmitter w/ 1,000 Ohm RTD (NIST Cert), Strap On, NEMA 4X Enclosure, 4-20mA Output | 215
124724 | A/100KS-RA-18"-PB | 100,000 Ohm Thermistor, Rigid Probe Averaging, 18", Plastic Enclosure | 90
124727 | A/AN-BC-DO-4"-6'CL2P | 10,000 Ohm Thermistor w/11K Shunt, Duct, Without Box, 4", 6' Plenum Cable | 34.5
124738 | A/1K-2W-RA-24"-GD | 1,000 Ohm (Two Wires) RTD, Rigid Probe Averaging, 24", Galvanized Enclosure | 225
124739 | A/10KS-DO-12" | 10,000 Ohm Thermistor, Duct, Without Box, 12" | 24.5
124744 | A/20K-PO-6" | 20,000 Ohm Thermistor, Probe Only, 6" | 18.5
124771 | A/100-3W-INW-6"-PB | 100 Ohm (Three Wires) RTD, Immersion, No Well, 6", Plastic Enclosure | 42
124787 | A/1K-2W-PO-8"-20'CL2P | 1,000 Ohm (Two Wires) RTD, Probe Only, 8", 20' Plenum Cable | 68
124801 | A/1K-3W-PO-2"-6'CL2P | 1,000 Ohm (Three Wires) RTD, Probe Only, 2", 6' Plenum Cable | 50
124832 | A/1K-2W-A-24'-GD | 1,000 Ohm (Two Wires) RTD, Copper Averaging, 24', Galvanized Enclosure | 240
124846 | A/TTM1K-INW-2.5"-4-BB | Transmitter w/ 1,000 Ohm RTD (NIST Cert), Immersion, No Well, 2.5", NEMA 3R Enclosure, 4-20mA Output | 196
124847 | A/TTM1K-INW-4"-4-BB | Transmitter w/ 1,000 Ohm RTD (NIST Cert), Immersion, No Well, 4", NEMA 3R Enclosure, 4-20mA Output | 196
124848 | A/TTM1K-I-2.5"-4-BB | Transmitter w/ 1,000 Ohm RTD (NIST Cert), Immersion, Welded Well, 2.5", NEMA 3R Enclosure, 4-20mA Output | 227
124871 | A/20K-DO-4"-6'CL2P | 20,000 Ohm Thermistor, Duct, Without Box, 4", 6' Plenum Cable | 34.5
124886 | A/TTM100-D-8"-4-4X | Transmitter w/ 100 Ohm RTD (NIST Cert), Duct, 8", NEMA 4X Enclosure, 4-20mA Output | 213
124897 | A/TTM1K-I-4"-4-BB | Transmitter w/ 1,000 Ohm RTD (NIST Cert), Immersion, Welded Well, 2.5", NEMA 3R Enclosure, 4-20mA Output | 227
124934 | A/AN-FA-8'-GD | 10,000 Ohm Thermistor (Type III), Flexible Cable Averaging, 8', Galvanized Enclosure | 175
125002 | A/RH3-1K-NI-O-BB | Relative Humidity, RH Outputs: 0-5, 0-10 VDC & 4-20mA (Default), Outside Air, ± 3% Accuracy, 1,000 Ohm Nickel RTD, NEMA 3R Enclosure | 270
125003 | A/RH3-1K-2W-O-05 | Relative Humidity, RH Outputs: 0-5, 0-10 VDC & 4-20mA (Default), Outside Air, ± 3% Accuracy, 1,000 Ohm RTD (Two Wires), Euro Enclosure, 0-5VDC (RH) | 270
125008 | VPT-8" | Velocity Pitot Tube, Aluminum, 8" | 10
125022 | A/RH1-CP-RO | Relative Humidity, RH Outputs: 0-5, 0-10 VDC & 4-20mA (Default), Room (R), ± 1% Accuracy, 10K Ohm Type II Thermistor, w/Override | 570
125046 | A/CP-DO-8"-10'CL2P | 10,000 Ohm Thermistor (Type II), Duct, Without Box, 8", 10' Plenum Cable | 42.5
125054 | A/AN-BP-20'Z | 10,000 Ohm Thermistor w/11K Shunt, Bullet Probe, 1", 20' Zip Wire | 24.5
125081 | A/TTM1K-D-18"-4-BB | Transmitter w/ 1,000 Ohm RTD (NIST Cert), Duct, 18", NEMA 3R Enclosure, 4-20mA Output | 196
125094 | A/CP-FRZ2"-4X-30' | 10,000 Ohm Thermistor (Type II), 2" Freezer Probe 316SS, NEMA 4X Enclosure, 30' | 148
125095 | A/1.8K-DO-4"-10'CL2P | 1,800 Ohm Thermistor, Duct, Without Box, 4", 10' Plenum Cable | 42.5
125144 | A/TTM1K-LTS-4-4X-30' | Transmitter w/ 1,000 Ohm RTD (NIST Cert), 2" Freezer Probe 316SS, NEMA 4X Enclosure, 30', 4-20mA Output | 338
125163 | A/1.8K-O-EH | 1,800 Ohm Thermistor, Outside Air, Euro Enclosure | 45
125164 | A/1.8K-FRZ2"-30' | 1,800 Ohm Thermistor, 2" Freezer Probe 316SS, 30' | 115
125166 | A/100-2W-O-EH | 100 Ohm (Two Wires) RTD, Outside Air, Euro Enclosure | 71.5
125169 | A/100-LTS-10' | 100 Ohm RTD, 2" Freezer Probe 316SS, 10' | 135
125170 | A/100-LTS-50' | 100 Ohm RTD, 2" Freezer Probe 316SS, 50' | 260
125171 | A/100-LTS-6' | 100 Ohm RTD, 2" Freezer Probe 316SS, 6' | 125
125172 | A/100-LTS-4X-50' | 100 Ohm RTD, 2" Freezer Probe 316SS, NEMA 4X Enclosure, 50' | 293
125176 | A/100KS-O-EH | 100,000 Ohm Thermistor, Outside Air, Euro Enclosure | 45
125178 | A/100-3W-O-EH | 100 Ohm (Three Wires) RTD, Outside Air, Euro Enclosure | 71.5
125197 | A/10KS-O-EH | 10,000 Ohm Thermistor, Outside Air, Euro Enclosure | 45
125202 | A/1K-3W-HT-INW-4"-GD | 1,000 Ohm (Three Wires) RTD, High Temperature Immersion, No Well, 4", Galvanized Enclosure | 170
125205 | A/1K-3W-LT-O-BB | 1,000 Ohm (Three Wires) RTD, Low Temperature Outside Air, NEMA 3R Enclosure | 190
125209 | A/1K-NI-O-EH | 1,000 Ohm Nickel RTD, Outside Air, Euro Enclosure | 71.5
125211 | A/1K-2W-O-EH | 1,000 Ohm (Two Wires) RTD, Outside Air, Euro Enclosure | 71.5
125212 | A/1K-LTS-4X-30' | 1,000 Ohm RTD, 2" Freezer Probe 316SS, NEMA 4X Enclosure, 30' | 208
125213 | A/1K-LTS-10' | 1,000 Ohm RTD, 2" Freezer Probe 316SS, 10' | 135
125214 | A/1K-LTS-30' | 1,000 Ohm RTD, 2" Freezer Probe 316SS, 30' | 175
125215 | A/1K-LTS-6' | 1,000 Ohm RTD, 2" Freezer Probe 316SS, 6' | 125
125216 | A/1K-3W-O-EH | 1,000 Ohm (Three Wires) RTD, Outside Air, Euro Enclosure | 71.5
125226 | A/20K-O-EH | 20,000 Ohm Thermistor, Outside Air, Euro Enclosure | 45
125241 | A/3K-O-EH | 3,000 Ohm Thermistor, Outside Air, Euro Enclosure | 45
125262 | A/AN-BC-O-EH | 10,000 Ohm Thermistor w/11K Shunt, Outside Air, Euro Enclosure | 45
125268 | A/AN-O-EH | 10,000 Ohm Thermistor (Type III), Outside Air, Euro Enclosure | 45
125274 | A/BALCO-O-EH | 1,000 Ohm Balco RTD, Outside Air, Euro Enclosure | 75
125283 | A/CP-O-EH | 10,000 Ohm Thermistor (Type II), Outside Air, Euro Enclosure | 45
125285 | A/CP-FRZ2"-30' | 10,000 Ohm Thermistor (Type II), 2" Freezer Probe 316SS, 30' | 115
125289 | A/CSI-O-EH | 10,000 Ohm (CSI) Thermistor, Outside Air, Euro Enclosure | 45
125290 | A/CSI-FRZ2"-30' | 10,000 Ohm Thermistor (CSI), 2" Freezer Probe 316SS, 30' | 115
125367 | A/RH1-TTM1K-D-BB-4 | Relative Humidity, RH Outputs: 0-5, 0-10 VDC & 4-20mA (Default), Duct, NEMA 3R Enclosure, ± 1% Accuracy (NIST Cert), Transmitter w/ 1,000 Ohm RTD (NIST Cert), 4-20mA (Temp Output) | 700
125370 | A/RH2-TT100-D-BB-4 | Relative Humidity, RH Outputs: 0-5, 0-10 VDC & 4-20mA (Default), Duct, ± 2% Accuracy, Transmitter w/ 100 Ohm RTD, NEMA 3R Enclosure, 4-20mA (Temp) | 413.5
125371 | A/RH2-TT100-O-4X-4 | Relative Humidity, RH Outputs: 0-5, 0-10 VDC & 4-20mA (Default), Outside Air, ± 2% Accuracy, Transmitter w/ 100 Ohm RTD, NEMA 4X Enclosure, 4-20mA (Temp) | 435.5
125372 | A/RH2-TT100-O-4X-1 | Relative Humidity, RH Outputs: 0-5, 0-10 VDC & 4-20mA (Default), Outside Air, ± 2% Accuracy, Transmitter w/ 100 Ohm RTD, NEMA 4X Enclosure, 1-5VDC (Temp) | 435.5
125376 | A/RH2-TT1K-D-BB-4 | Relative Humidity, RH Outputs: 0-5, 0-10 VDC & 4-20mA (Default), Duct, ± 2% Accuracy, Transmitter w/ 1,000 Ohm RTD, NEMA 3R (2G) Enclosure, 4-20mA (Temp) | 413.5
125379 | A/RH2-TT1K-O-4X-4 | Relative Humidity, RH Outputs: 0-5, 0-10 VDC & 4-20mA (Default), Outside Air, ± 2% Accuracy, Transmitter w/ 1,000 Ohm RTD, NEMA 4X Enclosure, 4-20mA (Temp) | 435.5
125385 | A/RH2-TTM100-D-BB-4 | Relative Humidity, RH Outputs: 0-5, 0-10 VDC & 4-20mA (Default), Duct, NEMA 3R Enclosure, ± 2% Accuracy (NIST Cert), Transmitter w/ 100 Ohm RTD, 4-20mA (Temp Output) | 448.5
125386 | A/RH2-TTM100-O-4X-4 | Relative Humidity, RH Outputs: 0-5, 0-10 VDC & 4-20mA (Default), Outside Air, NEMA 4X Enclosure, ± 2% Accuracy (NIST Cert), Transmitter w/ 100 Ohm RTD (NIST Cert), 4-20mA (Temp Output) | 470.5
125388 | A/RH2-TTM1K-D-BB-4 | Relative Humidity, RH Outputs: 0-5, 0-10 VDC & 4-20mA (Default), Duct, NEMA 3R Enclosure, ± 2% Accuracy (NIST Cert), Transmitter w/ 1,000 Ohm RTD (NIST Cert), 4-20mA (Temp Output) | 448.5
125389 | A/RH2-TTM1K-O-4X-4 | Relative Humidity, RH Outputs: 0-5, 0-10 VDC & 4-20mA (Default), Outside Air, NEMA 4X Enclosure, ± 2% Accuracy (NIST Cert), Transmitter w/ 1,000 Ohm RTD (NIST Cert), 4-20mA (Temp Output) | 470.5
125406 | A/RH3-TT100-D-BB-4 | Relative Humidity, RH Outputs: 0-5, 0-10 VDC & 4-20mA (Default), Duct, ± 3% Accuracy, Transmitter w/ 100 Ohm RTD, NEMA 3R Enclosure, 4-20mA (Temp) | 358.5
125407 | A/RH3-TT100-O-4X-4 | Relative Humidity, RH Outputs: 0-5, 0-10 VDC & 4-20mA (Default), Outside Air, ± 3% Accuracy, Transmitter w/ 100 Ohm RTD, NEMA 4X Enclosure, 4-20mA (Temp) | 380.5
125410 | A/RH3-TT1K-D-BB-4 | Relative Humidity, RH Outputs: 0-5, 0-10 VDC & 4-20mA (Default), Duct, ± 3% Accuracy, Transmitter w/ 1,000 Ohm RTD, NEMA 3R Enclosure, 4-20mA (Temp) | 358.5
125411 | A/RH3-TT1K-O-4X-4 | Relative Humidity, RH Outputs: 0-5, 0-10 VDC & 4-20mA (Default), Outside Air, ± 3% Accuracy, Transmitter w/ 1,000 Ohm RTD, NEMA 4X Enclosure, 4-20mA (Temp) | 380.5
125412 | A/RH3-TT1K-O-4X-2 | Relative Humidity, RH Outputs: 0-5, 0-10 VDC & 4-20mA (Default), Outside Air, ± 3% Accuracy, Transmitter w/ 1,000 Ohm RTD, NEMA 4X Enclosure, 2-10VDC (Temp) | 380.5
125413 | A/RH3-TT1K-O-3.25"-4X-4 | Relative Humidity, RH Outputs: 0-5, 0-10 VDC & 4-20mA (Default), Outside Air (3.25" SS), ± 3% Accuracy, Transmitter w/ 1,000 Ohm RTD, NEMA 4X Enclosure, 4-20mA Output | 380.5
125433 | A/RH5-TT100-D-BB-4 | Relative Humidity, RH Outputs: 0-5, 0-10 VDC & 4-20mA (Default), Duct, ± 5% Accuracy, Transmitter w/ 100 Ohm RTD, NEMA 3R Enclosure, 4-20mA (Temp) | 301
125434 | A/RH5-TT100-O-4X-4 | Relative Humidity, RH Outputs: 0-5, 0-10 VDC & 4-20mA (Default), Outside Air, ± 5% Accuracy, Transmitter w/ 100 Ohm RTD, NEMA 4X Enclosure, 4-20mA (Temp) | 313
125438 | A/RH5-TT1K-D-BB-4 | Relative Humidity, RH Outputs: 0-5, 0-10 VDC & 4-20mA (Default), Duct, ± 5% Accuracy, Transmitter w/ 1,000 Ohm RTD, NEMA 3R Enclosure, 4-20mA (Temp) | 301
125439 | A/RH5-TT1K-O-4X-4 | Relative Humidity, RH Outputs: 0-5, 0-10 VDC & 4-20mA (Default), Outside Air, ± 5% Accuracy, Transmitter w/ 1,000 Ohm RTD, NEMA 4X Enclosure, 4-20mA (Temp) | 313
125440 | A/RH5-TT1K-O-4X-2 | Relative Humidity, RH Outputs: 0-5, 0-10 VDC & 4-20mA (Default), Outside Air, ± 5% Accuracy, Transmitter w/ 1,000 Ohm RTD, NEMA 4X Enclosure, 2-10VDC (Temp) | 313
125445 | A/RH5-TTM100-O-4X-4 | Relative Humidity, RH Outputs: 0-5, 0-10 VDC & 4-20mA (Default), Outside Air, NEMA 4X Enclosure, ± 5% Accuracy (NIST Cert), Transmitter w/ 100 Ohm RTD (NIST Cert), 4-20mA (Temp Output) | 348
125446 | A/RH5-TTM1K-O-4X-4 | Relative Humidity, RH Outputs: 0-5, 0-10 VDC & 4-20mA (Default), Outside Air, NEMA 4X Enclosure, ± 5% Accuracy (NIST Cert), Transmitter w/ 1,000 Ohm RTD (NIST Cert), 4-20mA (Temp Output) | 348
125491 | A/1.8K-SP | 1,800 Ohm Thermistor, Wall Plate, Stainless Steel | 22
125501 | A/20K-DO-8"-10'CL2P | 20,000 Ohm Thermistor, Duct, Without Box, 8", 10' Plenum Cable | 42.5
125506 | A/RH3-10K-E1-O | Relative Humidity, RH Outputs: 0-5, 0-10 VDC & 4-20mA (Default), Outside Air, ± 3% Accuracy, 10,000 Ohm Thermistor (E1), Euro Enclosure | 270
125507 | A/20K-FRZ2"-30' | 20,000 Ohm Thermistor, 2" Freezer Probe 316SS, 30' | 115
125508 | A/3K-FRZ2"-30' | 3,000 Ohm Thermistor, 2" Freezer Probe 316SS, 30' | 115
125531 | A/20K-AP | 20,000 Ohm Thermistor, Wall Plate, Aluminum | 25
125549 | A/RH5-10KS-D | Relative Humidity, RH Outputs: 0-5, 0-10 VDC & 4-20mA (Default), Duct, ± 5% Accuracy, 10,000 Ohm Thermistor, Euro Enclosure | 206.4
125581 | A/TTM1K-RA-12"-4-GD | Transmitter w/ 1,000 Ohm RTD (NIST Cert), Rigid Probe Averaging, 12", Galvanized Enclosure, 4-20mA Output | 409
125582 | A/RH3-CP-O-4X | Relative Humidity, RH Outputs: 0-5, 0-10 VDC & 4-20mA (Default), Outside Air, ± 3% Accuracy, 10K Ohm Thermistor (Type II), NEMA 4X Enclosure | 286.5
125583 | A/1K-2W-D-4"-4X | 1,000 Ohm (Two Wires) RTD, Duct, 4", NEMA 4X Enclosure | 75
125584 | A/R-PUP | Room Pickup Port, (R) Beige | 35
125585 | A/SP-PUP | Stainless Wall Plate Pickup Port | 25
125594 | A/TT1K-RSO-4-LCD-55-85 | Transmitter w/ 1,000 Ohm RTD, Room (R) with Setpoint and Override, 4-20mA Output, 55-85, LCD | 233
125600 | A/1K-NI-PBS | 1,000 Ohm Nickel RTD, Flush Mount Button, Plastic | 50
125605 | A/RH1-AN-D-3.25"-BB | Relative Humidity, RH Outputs: 0-5, 0-10 VDC & 4-20mA (Default), Duct (3.25" SS), ± 1% Accuracy, 10,000 Ohm Thermistor (Type III), Euro Enclosure | 580
125609 | A/10K-E1-O-EH | 10,000 Ohm (E1) Thermistor, Outside Air, Euro Enclosure | 45
125612 | A/10K-E1-S-GD | 10,000 Ohm (E1) Thermistor, Strap On, Galvanized Enclosure | 38
125616 | A/AN-BC-DO-4"-10'CL2P | 10,000 Ohm Thermistor w/11K Shunt, Duct, Without Box, 4", 10' Plenum Cable | 42.5
125619 | A/TT1K-I-6"-1-GD | Transmitter w/ 1,000 Ohm RTD, Immersion, Welded Well, 6", Galvanized Enclosure, 1-5VDC Output | 176
125631 | A/1K-2W-PO-4"-EXPL | 1,000 Ohm (Two Wires) RTD, Hazardous, Probe Only, 4" | 80
125659 | A/BALCO-PO-6" | 1,000 Ohm Balco RTD, Probe Only, 6" | 46.5
125682 | A/3K-DO-4"-10'CL2P | 3,000 Ohm Thermistor, Duct, Without Box, 4", 10' Plenum Cable | 42.5
125685 | A/TT1K-RA-18"-4-BB | Transmitter w/ 1,000 Ohm RTD, Rigid Probe Averaging, 18", NEMA 3R Enclosure, 4-20mA Output | 380
125687 | A/RH3-TT1K-O-4X-1 | Relative Humidity, RH Outputs: 0-5, 0-10 VDC & 4-20mA (Default), Outside Air, ± 3% Accuracy, Transmitter w/ 1,000 Ohm RTD, NEMA 4X Enclosure, 1-5VDC (Temp) | 380.5
125690 | A/ROOM-FOAM-PAD | Foam Pad | 3
125730 | A/100KS-SBS | 100,000 Ohm Thermistor, Flush Mount Button, Stainless Steel | 85
125737 | A/1K-3W-HT-D-18"-GD | 1,000 Ohm (Three Wires) RTD, High Temperature Duct, 18" 316 SS, Galvanized Enclosure | 130
125937 | QTS-17171X-S000000 | Hydrogen, Expl Proof, 0-100% LEL, 3-wire 4-20mA Output | 1090
125945 | M-CONTROLLERX-000 | Controller, 32 dgital QEL sensors, eight 4-20mA inputs, 3 DPDT Relays, Steel Nema 1 | 1825
125946 | M-RELAY-5X-2 | Relays for M-Controller, 2 X DPDT, 5 amps | 370
125947 | M-RELAY-5X-4 | Relays for M-Controller, 4 X DPDT, 5 amps | 450
125948 | M-RELAY-5X-8 | Relays for M-Controller, 8 X DPDT, 5 amps | 540
125950 | CTS-M5220X-Q000000 | Toxic Gas Sensor, Room, Ammonia, 0-50 PPM Default, (0-100 PPM Max), 4-20mA, 2-10VDC Output or Modbus RTU | 700
125953 | CTS-M5130X-D00000 | Toxic Gas Sensor, Duct, Oxygen, 0-25% Volume, 4-20mA, 2-10VDC Output, or Modbus RTU | 765
125955 | CTS-M5130X-Q0R0000 | Toxic Gas Sensor, Room, Oxygen, 0-25% Volume, 4-20mA, 2-10VDC Output, or Modbus RTU, LCD, Relay & Buzzer | 720
125956 | CTS-M5130X-Q000000 | Toxic Gas Sensor, Room, Oxygen, 0-25% Volume, 4-20mA, 2-10VDC Output, or Modbus RTU | 635
125958 | QTS-17131X-S000000 | Expl Proof Sensor, Propane, 0-100% LEL, 3-wire 4-20mA Output, Industrial NEMA 4X, S.S. Sensor Housing | 1090
125959 | Q4C-X-R00 | Controller, 4 digital sensors, LCD, 4 SPDT relays, M-View software | 1375
126088 | A/CP-PO-6" | 10,000 Ohm Thermistor (Type II), Probe Only, 6" | 18.5
126091 | A/CP-RA-48"-GD | 10,000 Ohm Thermistor (Type II), Rigid Probe Averaging, 48", Galvanized Enclosure | 105
126092 | A/CP-RA-48"-PB | 10,000 Ohm Thermistor (Type II), Rigid Probe Averaging, 48", Plastic Enclosure | 105
126147 | 84330-013-000 | M-Controller/Q4C programming Cable | 45
126181 | A/RH1-TT1K-D-BB-4 | Relative Humidity, RH Outputs: 0-5, 0-10 VDC & 4-20mA (Default), Duct, ± 1% Accuracy, Transmitter w/ 1,000 Ohm RTD, NEMA 3R Enclosure, 4-20mA (Temp) | 665
126182 | A/RH1-TT1K-O-4X-4 | Relative Humidity, RH Outputs: 0-5, 0-10 VDC & 4-20mA (Default), Outside Air, ± 1% Accuracy, Transmitter w/ 1,000 Ohm RTD, NEMA 4X Enclosure, 4-20mA (Temp) | 677
126203 | A/RH3-TTM1K-D-BB-4 | Relative Humidity, RH Outputs: 0-5, 0-10 VDC & 4-20mA (Default), Duct, NEMA 3R Enclosure, ± 3% Accuracy (NIST Cert), Transmitter w/ 1,000 Ohm RTD (NIST Cert), 4-20mA (Temp Output) | 393.5
126204 | A/RH3-TTM1K-O-4X-4 | Relative Humidity, RH Outputs: 0-5, 0-10 VDC & 4-20mA (Default), Outside Air, NEMA 4X Enclosure, ± 3% Accuracy (NIST Cert), Transmitter w/ 1,000 Ohm RTD (NIST Cert), 4-20mA (Temp Output) | 415.5
126231 | A/3K-DO-8"-10'CL2P | 3,000 Ohm Thermistor, Duct, Without Box, 8", 10' Plenum Cable | 42.5
126234 | A/TTM1K-INW-2.5"-4-4X | Transmitter w/ 1,000 Ohm RTD (NIST Cert), Immersion, No Well, 2.5", NEMA 4X Enclosure, 4-20mA Output | 213
126242 | A/1K-3W-PO-2"-20'CL2P | 1,000 Ohm (Three Wires) RTD, Probe Only, 2", 20' Plenum Cable | 70.5
126247 | A/20K-FRZ2"-4X-30' | 20,000 Ohm Thermistor, 2" Freezer Probe 316SS, NEMA 4X Enclosure, 30' | 148
126251 | A/TT100-O-4-BB | Transmitter w/ 100 Ohm RTD, Outside Air, NEMA 3R Enclosure, 4-20mA Output | 158
126298 | A/TT100-HT-BP-2-GD-8' | Transmitter w/ 100 Ohm RTD, High Temperature Bullet Probe, 1" 316SS, Galvanized Enclosure, 8', 2-10VDC Output | 318
126386 | A/MOUNTING PLATE WHITE R | Plastic Mounting Plate, White Infinity (R) | 28
126398 | A/CP-PO-8"-10'CL2P | 10,000 Ohm Thermistor (Type II), Probe Only, 8'', 10' Plenum Cable | 40
126433 | A/TT1K-S-1-4X | Transmitter w/ 1,000 Ohm RTD, Strap On, NEMA 4X Enclosure, 1-5VDC Output | 180
126434 | A/TT100-LTS-4-4X-6' | Transmitter w/ 100 Ohm RTD, 2" Freezer Probe 316SS, NEMA 4X Enclosure, 6', 4-20mA Output | 271
126437 | A/20K-A-8'-4X | 20,000 Ohm Thermistor, Copper Averaging, 8', NEMA 4X Enclosure | 148
126438 | A/20K-D-8"-EXPL | 20,000 Ohm Thermistor, Hazardous, Duct, 8" | 525
126442 | A/AN-BC-DO-8"-6'CL2P | 10,000 Ohm Thermistor w/11K Shunt, Duct, Without Box, 8", 6' Plenum Cable | 34.5
126443 | A/100-LTS-30' | 100 Ohm RTD, 2" Freezer Probe 316SS, 30' | 175
126456 | A/CP-D-18"-EXPL | 10,000 Ohm Thermistor (Type II), Hazardous, Duct, 18" | 530
126468 | A/1.8K-R-EXPL | 1,800 Ohm Thermistor, Hazardous, Room (R), 2" | 525
126470 | A/1K-2W-R-EXPL | 1,000 Ohm (Two Wires) RTD, Hazardous, Room (R), 2" | 525
126471 | A/1K-NI-R-EXPL | 1,000 Ohm Nickel RTD, Hazardous, Room, 2" | 525
126472 | A/20K-R-EXPL | 20,000 Ohm Thermistor, Hazardous, Room (R), 2" | 525
126473 | A/TT1K-R-4-EXPL | Transmitter w/ 1,000 Ohm RTD, Hazardous, Room (R), 2", 4-20mA Output | 644
126474 | A/AN-R-EXPL | 10,000 Ohm Thermistor (Type III), Hazardous, Room (R), 2" | 525
126476 | A/CP-R-EXPL | 10,000 Ohm Thermistor (Type II), Hazardous, Room (R), 2" | 525
126483 | A/10K-E1-SBS | 10,000 Ohm (E1) Thermistor, Flush Mount Button, Stainless Steel | 85
126496 | A/TT1K-RA-24"-4-4X | Transmitter w/ 1,000 Ohm RTD, Rigid Probe Averaging, 24", NEMA 4X Enclosure, 4-20mA Output | 408
126522 | A/1K-NI-RA-18"-PB | 1,000 Ohm Nickel RTD, Rigid Probe Averaging, 18", Plastic Enclosure | 225
126527 | A/1K-LTS-50' | 1,000 Ohm RTD, 2" Freezer Probe 316SS, 50' | 260
126570 | A/1K-2W-INW-6"-BB | 1,000 Ohm (Two Wires) RTD, Immersion, No Well, 6", NEMA 3R Enclosure | 58.5
126572 | A/1K-2W-RA-36"-GD | 1,000 Ohm (Two Wires) RTD, Rigid Probe Averaging, 36", Galvanized Enclosure | 225
126585 | A/TT1K-INW-2.5"-1-GD | Transmitter w/ 1,000 Ohm RTD, Immersion, No Well, 2.5", Galvanized Enclosure, 1-5VDC Output | 140
126586 | A/RH3-TT1K-D-BB-2 | Relative Humidity, RH Outputs: 0-5, 0-10 VDC & 4-20mA (Default), Duct, ± 3% Accuracy, Transmitter w/ 1,000 Ohm RTD, NEMA 3R Enclosure, 2-10VDC (Temp) | 358.5
126594 | A/TTM1K-D-18"-4-4X | Transmitter w/ 1,000 Ohm RTD (NIST Cert), Duct, 18", NEMA 4X Enclosure, 4-20mA Output | 218
126600 | A/20K-INW-6"-4X | 20,000 Ohm Thermistor, Immersion, No Well, 6", NEMA 4X Enclosure | 60
126606 | A/10' TUBE | Clear Tubing, 3/16"ID X 10' PVC Tubing | 8
126615 | A/TT1K-A-50'-4-BB | Transmitter w/ 1,000 Ohm RTD, Copper Averaging, 50', NEMA 3R Enclosure, 4-20mA Output | 573
126681 | A/TTM1K-D-8"-4-4X | Transmitter w/ 1,000 Ohm RTD (NIST Cert), Duct, 8", NEMA 4X Enclosure, 4-20mA Output | 213
126690 | A/1K-2W-PO-6" | 1,000 Ohm (Two Wires) RTD, Probe Only, 6" | 34
126692 | A/TT100-RS-4-LCD-C/W | Transmitter w/ 100 Ohm RTD, Room (R) w/ Setpoint, 4-20mA Output, LCD, C/W | 227
126696 | A/RH2-CP-R-W | Relative Humidity, RH Outputs: 0-5, 0-10 VDC & 4-20mA (Default), Room (R) White , ± 2% Accuracy, 10K Ohm Thermistor (Type II) | 310
126720 | A/1K-NI-O-4X | 1,000 Ohm Nickel RTD, Outside Air, NEMA 4X Enclosure | 71.5
126721 | A/CP-RA-24"-4X | 10,000 Ohm Thermistor (Type II), Rigid Probe Averaging, 24", NEMA 4X Enclosure | 128
126725 | A/CP-RA-18"-BB | 10,000 Ohm Thermistor (Type II), Rigid Probe Averaging, 18", NEMA 3R Enclosure | 106.5
126744 | A/10K-E1-BP | 10,000 Ohm (E1) Thermistor, Bullet Probe, 1" | 18.5
126748 | A/LLS-T(0-500)-4X | LLS-TRANSMITTER, 0-500 F.C.,4X | 136.5
126773 | A/CR-DC-5A | Command Relay, Nom. Coil Voltage: 24 VDC, Contact Rating: 5A, Form 1C (SPDT) | 30
126786 | A/CP-RA-24"-BB | 10,000 Ohm Thermistor (Type II), Rigid Probe Averaging, 24", NEMA 3R Enclosure | 111.5
126808 | A/20K-FA-12'-4X | 20,000 Ohm Thermistor, Flexible Cable Averaging, 12', NEMA 4X Enclosure | 218
126862 | A/1K-3W-I-4"-4X | 1,000 Ohm (Three Wires) RTD, Immersion, Welded Well, 4", NEMA 4X Enclosure | 106
126955 | A/RH3-TT100-R-1 | Relative Humidity, RH Outputs: 0-5, 0-10 VDC & 4-20mA (Default), Room (R), ± 3% Accuracy, Transmitter w/ 100 Ohm RTD, 1-5VDC (Temp) | 341.5
126956 | A/CP-DO-12"-10'CL2P | 10,000 Ohm Thermistor (Type II), Duct, Without Box, 12", 10' Plenum Cable | 42.5
126958 | A/TT1K-I-4"-4-EXPL | Transmitter w/ 1,000 Ohm RTD, Hazardous, Immersion, Welded Well, 4" | 649
127160 | M-SWITCH | Manual Input Switch for M-Controller / Q4C Controller | 400
127162 | M-TRANSFORMER | Transformer, 150VA, for M-Controller | 250
127176 | A/0.1CP-R | High Accuracy 10,000 Ohm Thermistor (Type II), Room (R) | 30
127200 | DRN4 | PWM/Analog/Floating Point to Resistance Output, 0 to 135 Ohm Resistance Network, Plastic Enclosure | 250
127201 | PTP3-15 | Pressure Input (3-15PSI), Analog Output (4-20mA), (1-5V, 2-10V, 3-15V Selectable) | 115
127202 | PTP3-15G | Pressure Input (3-15PSI), Analog Output (4-20mA), Gauge, (1-5V, 2-10V, 3-15V Selectable) | 130
127203 | PTP3-30 | Pressure Input (3-30PSI), Analog Output (4-20mA), (1-5V, 2-10V, 3-15V Selectable) | 115
127204 | PTP3-30G | Pressure Input (3-30PSI) to Analog Output(4-20mA), Gauge (1-5V, 2-10V, 3-15V Selectable) | 130
127205 | PXP0.3 | Analog Input (0-5VDC), Pressure Output (0-15PSI), Single Valve, No Bleed Orifice, (0-10V, 0-15V, 0-20mA Selectable) | 165
127206 | PXP0.3G | Analog Input (0-5VDC), Pressure Output (0-15PSI), Single Valve, No Bleed Orifice, Gauge, (0-10V, 0-15V, 0-20mA Selectable) | 180
127207 | PXP1.3 | Analog Input (0-5VDC), Pressure Output (0-15PSI), Single Valve, 0.010" Bleed Orifice, (0-10V, 0-15V, 0-20mA Selectable) | 165
127208 | PXP1.3G | Analog Input (0-5VDC), Pressure Output (0-15PSI), Single Valve, 0.010" Bleed Orifice, Gauge, (0-10V, 0-15V, 0-20mA Selectable) | 180
127209 | PXP2.3 | Analog Input (0-5VDC), Pressure Output (0-15PSI), Dual Valve, Maintains Branch Pressure, (0-10V, 0-15V, 0-20mA Selectable) | 193
127210 | PXP2.3FS | Analog Input (0-5VDC), Pressure Output (0-15PSI), Dual Valve, Exhausts on Power Failure, (0-10V, 0-15V, 0-20mA Selectable) | 265
127211 | PXP2.3GFS | Analog Input (0-5VDC), Pressure Output (0-15PSI), Dual Valve, Exhausts on Power Failure, Gauge, (0-10V, 0-15V, 0-20mA Selectable) | 280
127213 | PXP2.3G | Analog Input (0-5VDC), Pressure Output (0-15PSI), Dual Valve, Maintains Branch Pressure , Gauge, (0-10V, 0-15V, 0-20mA Selectable) | 208
127214 | PXP2.3LG | Analog Input (0-5VDC), Pressure Output (0-15PSI), Dual Valve, Maintains Branch Pressure , High Flow, Gauge, (0-10V, 0-15V, 0-20mA Selectable) | 218
127215 | PXP5.3 | Analog Input (0-5VDC), Pressure Output (0-15PSI), Single Valve, 0.005" Bleed Orifice, (0-10V, 0-15V, 0-20mA Selectable) | 165
127216 | PXP5.3G | Analog Input (0-5VDC), Pressure Output (0-15PSI), Single Valve, 0.005" Bleed Orifice, Gauge, (0-10V, 0-15V, 0-20mA Selectable) | 180
127217 | PXP7.3 | Analog Input (0-5VDC), Pressure Output (0-15PSI), Single Valve, 0.007" Bleed Orifice, (0-10V, 0-15V, 0-20mA Selectable) | 165
127661 | A/TT1K-RA-36"-4-GD | Transmitter w/ 1,000 Ohm RTD, Rigid Probe Averaging, 36", Galvanized Enclosure, 4-20mA Output | 374
127665 | A/RH1-TT1K-D-4X-4 | Relative Humidity, RH Outputs: 0-5, 0-10 VDC & 4-20mA (Default), Duct, ± 1% Accuracy, Transmitter w/ 1,000 Ohm RTD, NEMA 4X Enclosure, 4-20mA (Temp) | 681.5
127678 | A/RH5-TT1K-D-4X-4 | Relative Humidity, RH Outputs: 0-5, 0-10 VDC & 4-20mA (Default), Duct, ± 5% Accuracy, Transmitter w/ 1,000 Ohm RTD, NEMA 4X Enclosure, 4-20mA (Temp) | 317.5
127691 | A/TT1K-RA-36"-4-BB | Transmitter w/ 1,000 Ohm RTD, Rigid Probe Averaging, 36", NEMA 3R Enclosure, 4-20mA Output | 391
127746 | MDO2FS | 2 Channel Manual Digital Override | 85
127749 | PTS4.1 | Floating Point Input (90 sec), Pressure Output (0-15PSI), Dual Valve, Maintains Branch Pressure, (0-10PSI, 5-15PSI Selectable) | 220
127750 | PTS4.1G | Floating Point Input (90 sec), Pressure Output (0-15PSI), Dual Valve, Maintains Branch Pressure, Gauge, (0-10PSI, 5-15PSI Selectable) | 240
127752 | SW1 | Electric to Pneumatic Switch | 95
127753 | TOB | Dual Triac Output Booster | 85
127771 | A/TTM100-I-2.5"-4-BB | Transmitter w/ 100 Ohm RTD (NIST Cert), Immersion, Welded Well, 2.5", NEMA 3R Enclosure, 4-20mA Output | 227
128176 | A/100-3W-HT-D-8"-GD | 100 Ohm (Three Wires) RTD, High Temperature Duct, 8" 316SS | 125
128197 | RN (0-3K) | Resistor Network (0 to 3K Ohms) | 45
128198 | RN (0-40K) | Resistor Network (0 to 40K Ohms) | 45
128199 | RN (0-4K) | Resistor Network (0 to 4K Ohms) | 45
128202 | DRC | DIN Rail Adapter Kit | 10
128206 | DMUX-4S | Pulse Width Modulate (PWM) Input, Relay Output (4), Input Pulse: Solidyne™ Fast 4 Pulse | 313
128210 | A/CR-DC-12A | Command Relay, Nom. Coil Voltage: 24 VDC, Contact Rating: 12A, Form 1C (SPDT) | 30
128214 | A/CR-24AC-10A | Command Relay, Nom. Coil Voltage: 24 VAC, Contact Rating: 10A, Form 1C (SPDT) | 30
128215 | A/CR-115AC-8A | Command Relay, Nom. Coil Voltage: 115 VAC, Contact Rating: 8A, Form 1C (SPDT) | 30
128216 | A/CR-230AC-8A | Command Relay, Nom. Coil Voltage: 230 VAC, Contact Rating: 8A, Form 1C (SPDT) | 30
128251 | ALL | Transmitter w/ 1,000 Ohm RTD, Rigid Probe Averaging, 36", NEMA 4X Enclosure, 4-20mA Output | 408
128282 | A/TTM1K-I-4"-2-BB | Transmitter w/ 1,000 Ohm RTD (NIST Cert), Immersion, Welded Well, 4", NEMA 3R Enclosure, 2-10VDC Output | 227
128283 | AFP VERSION #5 | Analog Input (0-5VDC), Floating Point Output (90 sec), Version #5, (135, 180s Selectable), Relay stays on with 5% of Max/Min | 154.5
128284 | A/TT1K-D-4"-1-BB | Transmitter w/ 1,000 Ohm RTD, Duct, 4", NEMA 3R, 1-5VDC Output | 156
128285 | RN (9.5K-11.5K) | Resistor Network (9.5K to 11.5K Ohms) | 45
128286 | A/20K-FA-24'-4X | 20,000 Ohm Thermistor, Flexible Cable Averaging, 24', NEMA 4X Enclosure | 263
128303 | A/1K-2W-BP-10'CL2P | 1,000 Ohm (Two Wires) RTD, Bullet Probe, 1", 10' Plenum Cable | 52.5
128310 | A/AN-BC-INW-2.5"-4X | 10,000 Ohm Thermistor w/11K Shunt, Immersion, No Well, 2.5", NEMA 4X Enclosure | 60
128311 | A/CP-D-12"-EXPL | 10,000 Ohm Thermistor (Type II), Hazardous, Duct, 12" | 525
128316 | A/TTM100-INW-2.5"-4-BB | Transmitter w/ 100 Ohm RTD (NIST Cert), Immersion, No Well, 2.5", NEMA 3R Enclosure, 4-20mA Output | 191
128327 | RT-3000-N | Smoke Detector, Multi-Application, NEMA 4X, Ionization | 325
128328 | RT-3000-P | Smoke Detector, Multi-Application, NEMA 4X, Photoelectric | 325
128329 | MS-RA/P | (2) LEDs, Single Gang SS Plate | 38
128330 | MS-RA/P/R | (2) LEDs, Button Test/Reset, Single Gang SS Plate | 55
128332 | MS-KA/P/R | (2) LEDs, Key Test/Reset, Single Gang SS Plate | 95
128336 | MS-RH/P/A | (2) LEDs, Horn, Double Gang SS Plate | 65
128337 | A/M1" | 1" Thermowell, 1/2 NPT, 304 SS Machined | 25
128338 | A/M2.5" | 2.5" Thermowell, 1/2 NPT, 304 SS Machined | 25
128339 | A/M12" | 12" Thermowell, 1/2 NPT, 304 SS Machined | 145
128341 | A/M18" | 18" Thermowell, 1/2 NPT, 304 SS Machined | 250
128343 | A/M4" | 4" Thermowell, 1/2 NPT, 304 SS Machined | 40
128344 | A/M6" | 6" Thermowell, 1/2 NPT, 304 SS Machined | 40
128349 | A/2.5" | 2.5" Thermowell, 1/2" NPT, 304 SS Welded | 22
128350 | A/4" | 4" Thermowell, 1/2 NPT, 304 SS Welded | 24
128351 | A/6" | 6" Thermowell, 1/2" NPT, 304 SS Welded | 30
128352 | A/M2.5"-316SS | 2.5" MACHINED 316SS THERMOWELL | 40
128353 | A/M4"-316SS | 4" MACHINED 316SS THERMOWELL | 60
128354 | A/M6"-316SS | 6" MACHINED 316SS THERMOWELL | 70
128365 | A/1K-2W-D-18"-EXPL | 1,000 Ohm (Two Wires) RTD, Hazardous, Duct, 18" | 530
128380 | A/RH2-100-3W-R | Relative Humidity, RH Outputs: 0-5, 0-10 VDC & 4-20mA (Default), Room (R), ± 2% Accuracy, 100 Ohm RTD (Three Wires) | 310
128395 | A/10KS-FA-8'-GD | 10,000 Ohm Thermistor, Flexible Cable Averaging, 8', Galvanized Enclosure | 175
128404 | A/CP-DO-4"-20'CL2P | 10,000 Ohm Thermistor (Type II), Duct, Without Box, 4", 20' Plenum Cable | 58.5
128407 | TG-2000 | TEST SMOKE SL-2000 TEST PORT | 38
128408 | A/3K-I-4"-4X | 3,000 Ohm Thermistor, Immersion, Welded Well, 4", NEMA 4X Enclosure | 91
128430 | A/AN-FA-12'-PB | 10,000 Ohm Thermistor (Type III), Flexible Cable Averaging, 12', Plastic Enclosure | 185
128431 | A/AN-FA-24'-PB | 10,000 Ohm Thermistor (Type III), Flexible Cable Averaging, 24', Plastic Enclosure | 230
128432 | A/AN-FA-8'-PB | 10,000 Ohm Thermistor (Type III), Flexible Cable Averaging, 8', Plastic Enclosure | 175
128433 | A/CP-FA-12'-PB | 10,000 Ohm Thermistor (Type II), Flexible Cable Averaging, 12', Plastic Enclosure | 185
128434 | A/CP-FA-24'-PB | 10,000 Ohm Thermistor (Type II), Flexible Cable Averaging, 24', Plastic Enclosure | 230
128435 | A/CP-FA-8'-PB | 10,000 Ohm Thermistor (Type II), Flexible Cable Averaging, 8', Plastic Enclosure | 175
128436 | A/CP-FA-50'-PB | 10,000 Ohm Thermistor (Type II), Flexible Cable Averaging, 50', Plastic Enclosure | 500
128437 | A/AN-FA-50'-PB | 10,000 Ohm Thermistor (Type III), Flexible Cable Averaging, 50', Plastic Enclosure | 500
128438 | A/20K-FA-12'-PB | 20,000 Ohm Thermistor, Flexible Cable Averaging, 12', Plastic Enclosure | 185
128439 | A/20K-FA-24'-PB | 20,000 Ohm Thermistor, Flexible Cable Averaging, 24', Plastic Enclosure | 230
128440 | A/20K-FA-8'-PB | 20,000 Ohm Thermistor, Flexible Cable Averaging, 8', Plastic Enclosure | 175
128442 | A/10KS-FA-12'-PB | 10,000 Ohm Thermistor, Flexible Cable Averaging, 12', Plastic Enclosure | 185
128443 | A/10KS-FA-24'-PB | 10,000 Ohm Thermistor, Flexible Cable Averaging, 24', Plastic Enclosure | 230
128444 | A/AN-BC-FA-8'-PB | 10,000 Ohm Thermistor w/11K Shunt, Flexible Cable Averaging, 8', Plastic Enclosure | 175
128445 | A/AN-BC-FA-12'-PB | 10,000 Ohm Thermistor w/11K Shunt, Flexible Cable Averaging, 12', Plastic Enclosure | 185
128446 | A/AN-BC-FA-24'-PB | 10,000 Ohm Thermistor w/11K Shunt, Flexible Cable Averaging, 24', Plastic Enclosure | 230
128448 | A/1.8K-FA-24'-PB | 1,800 Ohm Thermistor, Flexible Cable Averaging, 24', Plastic Enclosure | 230
128450 | A/100KS-FA-12'-PB | 100,000 Ohm Thermistor, Flexible Cable Averaging, 12', Plastic Enclosure | 185
128452 | A/1K-2W-FA-12'-PB | 1,000 Ohm (Two Wires) RTD, Flexible Cable Averaging, 12', Plastic Enclosure | 235
128453 | A/1K-2W-FA-24'-PB | 1,000 Ohm (Two Wires) RTD, Flexible Cable Averaging, 24', Plastic Enclosure | 315
128455 | A/1K-NI-FA-24'-PB | 1,000 Ohm Nickel RTD, Flexible Cable Averaging, 24', Plastic Enclosure | 325
128456 | A/1K-NI-FA-12'-PB | 1,000 Ohm Nickel RTD, Flexible Cable Averaging, 12', Plastic Enclosure | 215
128808 | A/TT100-HT-I-4"-4-BB | Transmitter w/ 100 Ohm RTD, High Temperature Immersion, Welded Well, 4", NEMA 3R Enclosure, 4-20mA Output | 382
128833 | A/TT100-HT-INW-4"-4-BB | Transmitter w/ 100 Ohm RTD, High Temperature Immersion, No Well, 4", NEMA 3R Enclosure, 4-20mA Output | 355
128834 | A/TT1K-HT-I-4"-4-BB | Transmitter w/ 1,000 Ohm RTD, High Temperature Immersion, Welded Well, 4", NEMA 3R Enclosure, 4-20mA Output | 382
128836 | A/TT1K-HT-D-8"-4-BB | Transmitter w/ 1,000 Ohm RTD, High Temperature Duct, 8" 316 SS, NEMA 3R, 4-20mA Output | 344
128837 | A/TT1K-HT-D-4"-4-BB | Transmitter w/ 1,000 Ohm RTD, High Temperature Duct, 4" 316 SS, NEMA 3R, 4-20mA Output | 344
128839 | A/TT1K-HT-I-4"-2-BB | Transmitter w/ 1,000 Ohm RTD, High Temperature Immersion, Welded Well, 4", NEMA 3R Enclosure, 2-10VDC Output | 382
128841 | A/1K-3W-HT-D-4"-BB | 1,000 Ohm (Three Wires) RTD, High Temperature Duct, 4" 316 SS, NEMA 3R Enclosure | 141.5
128842 | A/1K-3W-HT-I-4"-BB | 1,000 Ohm (Three Wires) RTD, High Temperature Immersion, 4" 316SS, NEMA 3R Enclosure | 217.5
128894 | A/RH2-TT1K-D-BB-2 | Relative Humidity, RH Outputs: 0-5, 0-10 VDC & 4-20mA (Default), Duct, ± 2% Accuracy, Transmitter w/ 1,000 Ohm RTD, NEMA 3R (2G) Enclosure, 2-10 VDC (Temp) | 413.5
128896 | M-CONTROLLERX-T00 | Controller, 32 dgital QEL sensors, eight 4-20mA inputs, 3 DPDT Relays, Steel Nema 1, eight 4-20mA output card | 2180
128901 | 85930-006-000 | Q5/B5/Q6/B6 Pump Kit/Cal Adapter | 105
128939 | A/TT1K-HT-D-12"-1-GD | Transmitter w/ 1,000 Ohm RTD, High Temperature Duct, 12" 316 SS, Galvanized, 1-5VDC Output | 318
128940 | A/TT1K-S-4-PB | Transmitter w/ 1,000 Ohm RTD, Strap On, Plastic Enclosure, 4-20mA Output | 146
128969 | A/1K-2W-PBS | 1,000 Ohm (Two Wires) RTD, Flush Mount Button, Plastic Enclosure | 50
128971 | Q5-O2-25V-O-X | Smart Sensor, Oxygen, 0-25%V, 3 SPDT Relays, NEMA 4X, 4-20mA, 2-10V, or Modbus RTU | 1100
129010 | A/TTM1K-I-6"-4-EXPL | Transmitter w/ 1,000 Ohm RTD (NIST Cert), Hazardous, Immersion, Welded Well, 6", 4-20mA Output | 660
129098 | A/1K-NI-D-12"-4X | 1,000 Ohm Nickel RTD, Duct, 12", NEMA 4X Enclosure | 68
129131 | A/100-LTS-4X-30' | 100 Ohm RTD, 2" Freezer Probe 316SS, NEMA 4X Enclosure, 30' | 208
129139 | A/BALCO-BP-20'CL2P | 1,000 Ohm Balco RTD, Bullet Probe, 1", 20' Plenum Cable | 80.5
129141 | A/3K-INW-4"-4X | 3,000 Ohm Thermistor, Immersion, No Well, 4", NEMA 4X Enclosure | 60
129154 | A/TT1K-RA-36"-4-PB | Transmitter w/ 1,000 Ohm RTD, Rigid Probe Averaging, 36", Plastic Enclosure, 4-20mA Output | 363
129161 | A/1K-2W-A-8'-GD | 1,000 Ohm (Two Wires) RTD, Copper Averaging, 8', Galvanized Enclosure | 215
129176 | A/CR-12DC-12A | Command Relay, Nom. Coil Voltage: 12 VDC, Contact Rating: 12A, Form 1C (SPDT) | 30
129183 | A/1K-NI-D-4"-4X | 1,000 Ohm Nickel RTD, Duct, 4", NEMA 4X Enclosure | 68
129210 | A/1K-NI-RA-24"-PB | 1,000 Ohm Nickel RTD, Rigid Probe Averaging, 24", Plastic Enclosure | 225
129263 | A/RH2-TT100-D-4X-4 | Relative Humidity, RH Outputs: 0-5, 0-10 VDC & 4-20mA (Default), Duct, ± 2% Accuracy, Transmitter w/ 100 Ohm RTD, NEMA 4X Enclosure, 4-20mA (Temp) | 430
129287 | A/10KS-I-2.5"-BB | 10,000 Ohm Thermistor, Immersion, Welded Well, 2.5", NEMA 3R Enclosure | 74.5
129302 | A/3K-PBS | 3,000 Ohm Thermistor, Flush Mount Button, Plastic | 50
129321 | A/CP-DO-18"-10'CL2P | 10,000 Ohm Thermistor (Type II), Duct, Without Box, 18", 10' Plenum Cable | 42.5
129420 | A/1K-2W-D-8"-BB | 1,000 Ohm (Two Wires) RTD, Duct, 8", NEMA 3R Enclosure | 58.5
129421 | A/RH2-AN-O-4X | Relative Humidity, RH Outputs: 0-5, 0-10 VDC & 4-20mA (Default), Outside Air, ± 2% Accuracy, 10,000 Ohm Thermistor (Type III), NEMA 4X Enclosure | 341.5
129425 | RN (4.5K-7.5K) | Resistor Network (4.5K to 7.5K Ohms) | 45
129446 | A/1K-2W-D-18"-4X | 1,000 Ohm (Two Wires) RTD, Duct, 8", NEMA 4X Enclosure | 80
129452 | A/3K-D-12"-EXPL | 3,000 Ohm Thermistor, Hazardous, Duct, 12" | 500
129473 | QIRF-123X-0 | Refrigerant Sensor, R123, 0-100 PPM, LCD, 3 x SPDT, NEMA 4X | 2500
129484 | Q5-H2-2000P-O-X | Smart Sensor, Hydrogen, 0-2000 ppm, 3 SPDT Relays, NEMA 4X, 4-20mA, 2-10V, or Modbus RTU | 1590
129533 | A/TT1K-I-4"-4-PB | Transmitter w/ 1,000 Ohm RTD, Immersion, Welded Well, 4", Plastic Enclosure, 4-20mA Output | 175
129547 | Q5-H2-100L-O-X | Smart Sensor, Hydrogen, 100% LEL, 3 SPDT Relays, NEMA 4X, 4-20mA, 2-10V, or Modbus RTU | 840
129569 | PTA-PPM | Pulse Width Modulate Input (60ppm), Analog Output (Selectable), (100, 1500, or 3000 Pulses/Min Selectable), Water Flow Meter Pulse | 135
129575 | A/10KS-D-12"-BB | 10,000 Ohm Thermistor, Duct, 12", NEMA 3R Enclosure | 43.5
129577 | A/TTM1K-INW-2.5"-4-GD | Transmitter w/ 1,000 Ohm RTD (NIST Cert), Immersion, No Well, 2.5", Galvanized Enclosure, 4-20mA Output | 179
129586 | A/TT1K-D-18"-2-BB | Transmitter w/ 1,000 Ohm RTD, Duct, 18", NEMA 3R Enclosure, 2-10VDC Output | 149
129596 | A/RH3-100-3W-O | Relative Humidity, RH Outputs: 0-5, 0-10 VDC & 4-20mA (Default), Outside Air, ± 3% Accuracy, 100 Ohm RTD (Three Wires), Euro Enclosure | 270
129609 | DMUX-8S | Pulse Width Modulate (PWM) Input, Relay Output (8), Input Pulse: Solidyne™ Fast 4 Pulse | 313
129616 | A/BALCO-DO-4"-6'CL2P | 1,000 Ohm Balco RTD, Duct, Without Box, 4", 6' Plenum Cable | 62
129617 | A/TTM1K-HT-I-2.5"-4-BB | Transmitter w/ 1,000 Ohm RTD (NIST Cert), High Temperature Immersion, Welded Well, 2.5", NEMA 3R Enclosure, 4-20mA Output | 405
129618 | A/TT1K-I-6"-4-PB | Transmitter w/ 1,000 Ohm RTD, Immersion, Welded Well, 6", Plastic Enclosure, 4-20mA Output | 176
129626 | A/1.8K-FA-12'-GD | 1,800 Ohm Thermistor, Flexible Cable Averaging, 12', Galvanized Enclosure | 185
129646 | A/100KS-BP-6'CL2P | 100,000 Ohm Thermistor, Bullet Probe, 1", 6' Plenum Cable | 33
129651 | A/1K-2W-A-100'-GD | 1,000 Ohm (Two Wires) RTD, Copper Averaging, 100', Galvanized Enclosure | 535
129652 | A/RH5-CSI-RO | Relative Humidity, RH Outputs: 0-5, 0-10 VDC & 4-20mA (Default), Room (R), ± 5% Accuracy, 10,000 Ohm Thermistor (CSI), w/ Override | 207.2
129654 | A/1K-2W-A-80'-GD | 1,000 Ohm (Two Wires) RTD, Copper Averaging, 80', Galvanized Enclosure | 460
129656 | A/1K-2W-A-50'-GD | 1,000 Ohm (Two Wires) RTD, Copper Averaging, 50', Galvanized Enclosure | 375
129657 | AFS-460-112 | Differential Pressure Switch, 0.40 to 12.0 inWC, SPST, N/C, Manual Reset, Barbed Fitting | 96.5
129663 | ATL-DB-10% | Analog input, Relay Output, 4 (SPDT) Relays, 10% Deadband | 153
129665 | ATL-DB-1% | Analog input, Relay Output, 4 (SPDT) Relays, 1% Deadband | 153
129685 | A/TT1K-LT-O-4 | Transmitter w/ 1,000 Ohm RTD, Low Temperature Outside Air, 4-20mA Output | 311
129691 | A/CP-BP-6'CL2P | 10,000 Ohm Thermistor (Type II), Bullet Probe, 1", 6' Plenum Cable | 33
129693 | A/10KS-I-2.5"-4X | 10,000 Ohm Thermistor, Immersion, Welded Well, 2.5", NEMA 4X Enclosure | 91
129745 | A/TT1K-RO-2 | Transmitter w/ 1,000 Ohm RTD, Room (R) with Override, 2-10VDC Output | 122
129757 | A/TTM1K-R-4-EXPL | Transmitter w/ 1,000 Ohm RTD (NIST Cert), Hazardous, Room (R), 2", 4-20mA Output | 675
129764 | A/AN-DO-12"-10'CL2P | 10,000 Ohm Thermistor (Type III), Duct, Without Box, 12", 10' Plenum Cable | 42.5
129768 | A/TT1K-BO-4-POTTED | Transmitter w/ 1,000 Ohm RTD, Board Only, 4-20mA Output, Potted Board | 103
129769 | A/1K-2W-I-2.5"-4X | 1,000 Ohm (Two Wires) RTD, Immersion, Welded Well, 2.5", NEMA 4X Enclosure | 106
129782 | A/100-2W-PBS | 100 Ohm (Two Wires) RTD, Flush Mount Button, Plastic Enclosure | 50
129784 | A/RH2-TTM1K-D-BB-2 | Relative Humidity, RH Outputs: 0-5, 0-10 VDC & 4-20mA (Default), Duct, NEMA 3R Enclosure, ± 2% Accuracy (NIST Cert), Transmitter w/ 100 Ohm RTD (NIST Cert), 4-20mA (Temp Output) | 448.5
129785 | A/RH2-TTM1K-O-4X-2 | Relative Humidity, RH Outputs: 0-5, 0-10 VDC & 4-20mA (Default), Outside Air, NEMA 4X Enclosure, ± 2% Accuracy (NIST Cert), Transmitter w/ 1,000 Ohm RTD (NIST Cert), 2-10VDC (Temp Output) | 470.5
129786 | A/TTM1K-A-12'-2-4X | Transmitter w/ 1,000 Ohm RTD (NIST Cert), Copper Averaging, 12', NEMA 4X, 2-10VDC Output | 448
129787 | A/TT1K-INW-4"-2-GD | Transmitter w/ 1,000 Ohm RTD, Immersion, No Well, 4", Galvanized Enclosure, 2-10VDC Output | 144
129793 | A/AN-PO-18" | 10,000 Ohm Thermistor (Type III), Probe Only, 18" | 18.5
129801 | A/TT1K-A-8'-4-GD | Transmitter w/ 1,000 Ohm RTD, Copper Averaging, 8', Galvanized Enclosure, 4-20mA Output | 379
129813 | A/TT100-I-4"-4-EXPL | Transmitter w/ 100 Ohm RTD, Hazardous, Immersion, Welded Well, 4", 4-20mA Output | 630
129820 | AUD VERSION #4 | Floating Point Input (5 sec), Analog Output, Version 4, (360 sec Selectable), | 148
129835 | A/TTM1K-A-50'-4-BB | Transmitter w/ 1,000 Ohm RTD (NIST Cert), Copper Averaging, 50', NEMA 3R Enclosure, 4-20mA Output | 608
129837 | A/TTM1K-LTS-2-4X-10' | Transmitter w/ 1,000 Ohm RTD (NIST Cert), 2" Freezer Probe 316SS, NEMA 4X Enclosure, 10', 2-10VDC Output | 312
129841 | A/TT100-O-1-BB | Transmitter w/ 100 Ohm RTD, Outside Air, NEMA 3R Enclosure, 1-5VDC Output | 158
129846 | A/10KS-D-8"-BB | 10,000 Ohm Thermistor, Duct, 8", NEMA 3R Enclosure | 43.5
129847 | RN (0-15K) | Resistor Network (0 to 15k Ohms) | 45
129864 | A/CP-FA-24'-4X | 10,000 Ohm Thermistor (Type II), Flexible Cable Averaging, 24', NEMA 4X Enclosure | 266
129865 | AFP VERSION #3 | Analog Input (0-5VDC), Floating Point Output (16.5 sec), Version #3, (14, 19s Selectable) | 154.5
129866 | A/20K-A-12'-4X | 20,000 Ohm Thermistor, Copper Averaging, 12', NEMA 4X Enclosure | 168
129874 | A/TT100-HT-INW-6"-2-GD | Transmitter w/ 100 Ohm RTD, High Temperature Immersion, No Well, 6", Galvanized Enclosure, 2-10VDC Output | 318
129887 | A/RH1-TTM1K-O-4X-4 | Relative Humidity, RH Outputs: 0-5, 0-10 VDC & 4-20mA (Default), Outside Air, NEMA 4X Enclosure, ± 1% Accuracy (NIST Cert), Transmitter w/ 1,000 Ohm RTD (NIST Cert), 4-20mA (Temp Output) | 712
129896 | A/TT1K-BO-4-BB-POTTED | Transmitter w/ 1,000 Ohm RTD, Board Only, NEMA 3R Enclosure, 4-20mA Output, Potted Board | 107
129898 | A/TT1K-O-1-BB | Transmitter w/ 1,000 Ohm RTD, Outside Air, NEMA 3R Enclosure, 1-5VDC Output | 158
129910 | A/TT1K-LT-INW-2.5"-4-BB | Transmitter w/ 1,000 Ohm RTD, Low Temperature Immersion, No Well, 2.5", NEMA 3R Enclosure, 4-20mA Output | 378
129911 | A/TT100-S-4-PB | Transmitter w/ 100 Ohm RTD, Strap On, Plastic Enclosure, 4-20mA Output | 146
129919 | A/20K-RA-48"-GD | 20,000 Ohm Thermistor, Rigid Probe Averaging, 48", Galvanized Enclosure | 105
129975 | A/AN-BC-I-2.5"-4X | 10,000 Ohm Thermistor w/11K Shunt, Immersion, Welded Well, 2.5", NEMA 4X Enclosure | 91
129992 | A/TT1K-D-4"-4-BB-POTTED | Transmitter w/ 1,000 Ohm RTD, Duct, 4", NEMA 3R Enclosure, Potted Board, 4-20mA Output | 143
130000 | EPW2G VERSION #4 | Pulse Width Modulation Input (2.93 sec), Pressure Output (0-15PSI), Dual Valve, Maintains Branch Pressure , Gauge, Version 4, (10, 5, 25 sec), (0-10PSI, 0-20PSI), Reverse Acting, | 280
130001 | A/10K-E1-INW-6"-GD | 10,000 Ohm (E1) Thermistor, Immersion, No Well, 6", Galvanized Enclosure | 27
130002 | A/TT1K-I-6"-2-BB | Transmitter w/ 1,000 Ohm RTD, Immersion, Welded Well, 6", NEMA 3R Enclosure, 2-10VDC Output | 193
130007 | A/20K-FA-12'-GD | 20,000 Ohm Thermistor, Flexible Cable Averaging, 12', Galvanized Enclosure | 185
130025 | EPWG VERSION #2 | Pulse Width Modulation Input (10sec Duty Cycle), Pressure Output (0-15PSI), Dual Valve, Maintains Branch Pressure, Version 2, (6 sec), (0-10PSI, 0-20PSI), | 290
130028 | A/1K-NI-BP-10'CL2P | 1,000 Ohm Nickel RTD, Bullet Probe, 1", 10' Plenum Cable | 59.5
130030 | ESENSE-IP50 | Carbon Dioxide Sensor, 0-2000 PPM, IP50 Enclosure, Pigtail Wiring, 0-10VDC & 4-20mA Output | 310
130069 | A/RH3-10K-E1-R | Relative Humidity, RH Outputs: 0-5, 0-10 VDC & 4-20mA (Default), Room (R), ± 3% Accuracy, 10,000 Ohm Thermistor (E1) | 250
130079 | ESENSE-R | Carbon Dioxide Sensor, Room Mount, 0-2000 PPM, 0-10VDC or 4-20mA Output | 293
130091 | A/1K-2W-RA-24"-BB | 1,000 Ohm (Two Wires) RTD, Rigid Probe Averaging, 24", NEMA 3R Enclosure | 241.5
130109 | A/TT1K-A-80'-4-GD | Transmitter w/ 1,000 Ohm RTD, Copper Averaging, 80', Galvanized Enclosure, 4-20mA Output | 680
130117 | EPW2G VERSION #2 | Pulse Width Modulation Input (10sec Duty Cycle), Pressure Output (0-15PSI), Dual Valve, Maintains Branch Pressure , Gauge, Version 2, (6 sec), (0-10PSI, 0-20PSI), | 280
130120 | A/BALCO-PBS | 1,000 Ohm Balco RTD, Flush Mount Button, Plastic | 55
130126 | A/GLYCOL BRACKET | 304 SS Mounting Bracket, Screws, (for 2 oz. Nalgene Bottle) | 13
130127 | A/GLYCOL KIT | 2 oz. Nalgene Bottle, 304 SS Mounting Bracket, Screws, PG7 Cable Gland, No Glycol | 30
130131 | A/TTM1K-D-12"-4-BB | Transmitter w/ 1,000 Ohm RTD (NIST Cert), Duct, 12", NEMA 3R, 4-20mA Output | 196
130132 | A/CSI-FA-12'-GD | 10,000 Ohm (CSI) Thermistor, Flexible Cable Averaging, 12', Galvanized Enclosure | 185
130140 | PT 3" | Total Pressure Pitot Tube with Foam Gasket, 3" | 21
130141 | PT 5.2" | Total Pressure Pitot Tube with Foam Gasket, 5.2" | 24
130142 | PT 7.5" | Total Pressure Pitot Tube with Foam Gasket, 7.5" | 27
130143 | PT 9.7" | Total Pressure Pitot Tube with Foam Gasket, 9.7" | 31
130144 | A/TT100-R-4-EXPL | Transmitter w/ 100 Ohm RTD, Hazardous, Room (R), 2", 4-20mA Output | 644
130149 | QTS-17171X-SPF0000 | Expl Proof Sensor, Hydrogen, 0-100% LEL, 3-wire 4-20mA Output, Insustrial NEMA 4X, S.S. sensor housing, Remote Cal Adapter, Sensor Guard | 1370
130158 | ESENSE-R-LCD | Carbon Dioxide Sensor, Room Mount, 0-2000 PPM, LCD, 0-10VDC or 4-20mA Output | 318
130163 | ESENSE-R-5-LCD | Carbon Dioxide Sensor, Room Mount, 0-2000 PPM, LCD, 0-5VDC Output | 318
130164 | ESENSE-D | Carbon Dioxide Sensor, Duct Mount, 0-2000 PPM, 0-10VDC & 4-20mA Output | 343
130165 | ESENSE-D-LCD | Carbon Dioxide Sensor, Duct Mount, 0-2000 PPM, LCD, 0-10VDC & 4-20mA Output | 394
130169 | ESENSE-IP54-LCD | Carbon Dioxide Sensor, 0-2000 PPM, IP54 Enclosure, LCD, 0-10VDC & 4-20mA Output | 455
130177 | A/TT1K-D-8"-2-BB | Transmitter w/ 1,000 Ohm RTD, Duct, 8", NEMA 3R Enclosure, 2-10VDC Output | 156
130178 | A/10KS-FA-24'-GD | 10,000 Ohm Thermistor, Flexible Cable Averaging, 24', Galvanized Enclosure | 230
130191 | A/100-2W-INW-2.5"-4X | 100 Ohm (Two Wires) RTD, Immersion, No Well, 2.5", NEMA 4X Enclosure | 75
130195 | A/100-2W-I-2.5"-EXPL | 100 Ohm (Two Wires) RTD, Hazardous, Immersion, Welded Well, 2.5" | 525
130197 | A/RH3-BALCO-D | Relative Humidity, RH Outputs: 0-5, 0-10 VDC & 4-20mA (Default), Duct, ± 3% Accuracy, 1,000 Ohm Balco RTD, Euro Enclosure | 260
130204 | A/1K-3W-LT-INW-2.5"-BB | 1,000 Ohm (Three Wires) RTD, Low Temperature Immersion, No Well, 2.5", NEMA 3R Enclosure | 268
130220 | A/TT1K-LTS-1-4X-10' | Transmitter w/ 1,000 Ohm RTD, 2" Freezer Probe 316SS, NEMA 4X Enclosure, 10', 1-5VDC Output | 271
130225 | RT2630A-AC | Wireless, Input Module (4 Analog & 4 Digital Inputs), 20K ohm Input, 24 VAC | 521
130227 | RT2630B-AC | Wireless, Input Module (4 Analog & 4 Digital Inputs), 0-10V Input, 24VAC | 561
130230 | RT2602B | Wireless, Input Module (2 Digital Inputs), Battery Powered | 317
130234 | A/TT1K-RA-24"-2-GD | Transmitter w/ 1,000 Ohm RTD, Rigid Probe Averaging, 24", Galvanized Enclosure, 2-10VDC Output | 374
130240 | A/CP-FA-50'-GD | 10,000 Ohm Thermistor (Type II), Flexible Cable Averaging, 50', Galvanized Enclosure | 500
130243 | A/TTM1K-LTS-2-4X-30' | Transmitter w/ 1,000 Ohm RTD (NIST Cert), 2" Freezer Probe 316SS, NEMA 4X Enclosure, 30', 2-10VDC Output | 338
130245 | A/10KS-FA-12'-GD | 10,000 Ohm Thermistor, Flexible Cable Averaging, 12', Galvanized Enclosure | 185
130251 | A/3K-PO-2" | 3,000 Ohm Thermistor, Probe Only, 2" | 18.5
130254 | A/RH5-10K-E1-D | Relative Humidity, RH Outputs: 0-5, 0-10 VDC & 4-20mA (Default), Duct, ± 5% Accuracy, 10,000 Ohm (E1) Thermistor, Euro Enclosure | 206.4
130259 | A/10K-E1-PBS | 10,000 Ohm (E1) Thermistor, Flush Mount Button, Plastic Enclosure | 50
130261 | A/RH3-10K-E1-D | Relative Humidity, RH Outputs: 0-5, 0-10 VDC & 4-20mA (Default), Duct, ± 3% Accuracy, 10,000 Ohm Thermistor (E1), Euro Enclosure | 260
130268 | A/10K-E1-I-4"-GD | 10,000 Ohm (E1) Thermistor, Immersion, Welded Well, 4", Galvanized Enclosure | 58
130270 | A/20K-BP-20'-Z | 20,000 Ohm Thermistor, Bullet Probe, 1", 20' Zip Wire | 24.5
130346 | A/1K-NI-INW-2.5"-PB | 1,000 Ohm Nickel RTD, Immersion, No Well, 2.5", Plastic Enclosure | 35
130389 | A/CP-FA-8'-BB | 10,000 Ohm Thermistor (Type II), Flexible Cable Averaging, 8', NEMA 3R Enclosure | 191.5
130401 | A/RH2-TTM1K-R-2 | Relative Humidity, RH Outputs: 0-5, 0-10 VDC & 4-20mA (Default), Room (R), ± 2% Accuracy (NIST Cert), Transmitter w/ 1,000 Ohm RTD (NIST Cert), 2-10VDC (Temp Output) | 436.5
130403 | A/3K-FA-12'-GD | 3,000 Ohm Thermistor, Flexible Cable Averaging, 12', Galvanized Enclosure | 185
130413 | A/TT100-O-2-BB | Transmitter w/ 100 Ohm RTD, Outside Air, NEMA 3R Enclosure, 2-10VDC Output | 158
130414 | AUD VERSION #3 | Floating Point Input (45 sec), Analog Output, Version 3, (60, 120, 240 sec Selectable), Resets to Max on Startup | 148
130445 | A/TT1K-A-100'-4-GD | Transmitter w/ 1,000 Ohm RTD, Copper Averaging, 100', Galvanized Enclosure, 4-20mA Output | 731
130457 | A/CP-DO-8"-20'CL2P | 10,000 Ohm Thermistor (Type II), Duct, Without Box, 8", 20' Plenum Cable | 58.5
130468 | A/TT1K-HT-I-6"-4-BB | Transmitter w/ 1,000 Ohm RTD, High Temperature Immersion, Welded Well, 6", NEMA 3R Enclosure, 4-20mA Output | 377
130469 | AFP VERSION #6 | Analog Input (0-5VDC), Floating Point Output (75 sec), Version #6, (18, 360s Selectable), | 154.5
130472 | A/1K-NI-BP-20'Z | 1,000 Ohm Nickel RTD, Bullet Probe, 1", 20' Zip WIre | 41
130479 | RN (5K-25K) | Resistor Network (5K to 25K Ohms) | 45
130480 | A/RH1-1.8K-D | Relative Humidity, RH Outputs: 0-5, 0-10 VDC & 4-20mA (Default), Duct, ± 3% Accuracy, 1,800 Ohm Thermistor, Euro Enclosure | 574
130482 | A/TTM1K-RA-12"-2-GD | Transmitter w/ 1,000 Ohm RTD (NIST Cert), Rigid Probe Averaging, 12", Galvanized Enclosure, 2-10VDC Output | 409
130484 | Q5-H2-1000P-O-X | Smart Sensor, Hydrogen, 0-1000 ppm, 3 SPDT Relays, NEMA 4X, 4-20mA, 2-10V, or Modbus RTU | 1590
130488 | A/TTM1K-D-12"-2-GD | Transmitter w/ 1,000 Ohm RTD (NIST Cert), Duct, 12", Galvanized Enclosure, 2-10VDC Output | 179
130502 | SADK | Software for Esense CO2 Series | 425
130520 | A/TT100-HT-D-4"-2-GD | Transmitter w/ 100 Ohm RTD, High Temperature Duct, 4", Galvanized Enclosure, 2-10VDC Output | 318
130525 | A/CAPILLARY CLIP QTY:1 | Capillary Clip, Single | 5
130529 | ASENSE-R-REL | Carbon Dioxide Sensor, Room Mount, 0-2000 ppm, Relay and Temperature, Room Mount, 0-10VDC & 4-20mA | 450
130530 | ASENSE-R-LCD-REL | Carbon Dioxide Sensor, Room Mount, 0-2000 ppm, Relay and Temperature, LCD, 0-10VDC & 4-20mA | 479
130532 | ASENSE-D-LCD-REL | Carbon Dioxide Sensor, Duct Mount, 0-2000 PPM, Relay and Temperature, LCD, 0-10VDC & 4-20mA | 578
130553 | A/RH2-R2 | Relative Humidity, RH Outputs: 0-5, 0-10 VDC & 4-20mA (Default), Room (R2), ± 2% Accuracy | 300
130554 | A/RH3-R2 | Relative Humidity, RH Outputs: 0-5, 0-10 VDC & 4-20mA (Default), Room (R2), ± 3% Accuracy | 240
130555 | A/RH5-R2 | Relative Humidity, RH Outputs: 0-5, 0-10 VDC & 4-20mA (Default), Room (R2), ± 5% Accuracy | 187.2
130556 | A/TT100-R2-4 | Transmitter w/ 100 Ohm RTD, Room (R2), 4-20mA Output | 118
130557 | A/TT1K-R2-4 | Transmitter w/ 1,000 Ohm RTD, Room (R2), 4-20mA Output | 118
130560 | A/TTM100-R2-4 | Transmitter w/ 100 Ohm RTD (NIST Cert), Room (R2), 4-20mA Output | 153
130562 | A/TTM1K-R2-4 | Transmitter w/ 1,000 Ohm RTD (NIST Cert), Room (R2), 4-20mA Output | 153
130584 | A/TT100-INW-6"-2-GD | Transmitter w/ 100 Ohm RTD, Immersion, No Well, 6", Galvanized Enclosure, 2-10VDC Output | 144
130589 | A/TT100-INW-2.5"-4-BB | Transmitter w/ 100 Ohm RTD, Immersion, No Well, 2.5", NEMA 3R Enclosure, 4-20mA Output | 161
130590 | A/TT1K-I-6"-2-4X | Transmitter w/ 1,000 Ohm RTD, Immersion, Welded Well, 6", NEMA 4X Enclosure, 2-10VDC Output | 209
130593 | A/10K-E1-R-EXPL | 10,000 Ohm (E1) Thermistor, Hazardous, Room (R), 2" | 525
130630 | A/TT1K-I-2.5"-4-PB | Transmitter w/ 1,000 Ohm RTD, Immersion, Welded Well, 2.5", Plastic Enclosure, 4-20mA Output | 175
130636 | A/TTM1K-A-50'-4-GD | Transmitter w/ 1,000 Ohm RTD (NIST Cert), Copper Averaging, 50', Galvanized Enclosure, 4-20mA Output | 591
130644 | A/1K-NI-FA-8'-GD | 1,000 Ohm Nickel RTD, Flexible Cable Averaging, 8', Galvanized Enclosure | 215
130658 | MOD9200BNT | Wireless, BACnet® MSTP Network Transceiver, 50 Sensors/100 points (MAX), Configuration Software24VAC | 2218
130659 | WT2630A | Wireless, Temp, Room, 32 to 104 F | 306
130660 | WT2630B | Wireless, Temp, Room, Setpoint & Override | 339
130661 | WT2630C | Wireless, Room, Temp & Override | 323
130662 | RR2552B | Wireless, Signal Repeater, 24VAC | 688
130663 | WH2630B | Wireless, RH/Temp, Room | 814
130693 | CK2432D | Wireless, Programming Cable for RM2432D/RM2402D | 142
130694 | RR2552BE | Wireless, Signal Repeater, 24VAC, NEMA 4X Enclosure | 788
130695 | RM2432D | Wireless, Sensor Receiver, 4 Analog (0 to 10 or 0-5VDC) & 4 Digital Outputs | 887
130696 | EX2432D | Wireless, Sensor Receiver, Expansion Module, 4 Digital & 4 Analog Outputs | 450
130700 | A/BALCO-INW-4"-PB | 1,000 Ohm Balco RTD, Immersion, No Well, 4", Plastic Enclosure | 52
130711 | A/RH2-CP-R2 | Relative Humidity, RH Outputs: 0-5, 0-10 VDC & 4-20mA (Default), Room (R2), ± 2% Accuracy, 10K Ohm Thermistor (Type II) | 310
130713 | EPW VERSION #2 | Pulse Width Modulation Input (10 sec Duty Cycle), Pressure Output (0-15PSI), Single Valve, 0.007" Bleed Orifice, Version 2, (6 sec Selectable), (0-10PSI, 0-20PSI) | 240
130716 | A/RH5-AN-RO | Relative Humidity, RH Outputs: 0-5, 0-10 VDC & 4-20mA (Default), Room (R), ± 5% Accuracy, 10K Ohm Thermistor (Type III), w/ Override | 207.2
130723 | A/TTM1K-INW-4"-4-BB-LCD | Transmitter w/ 1,000 Ohm RTD (NIST Cert), Immersion, No Well, 4", NEMA 3R Enclosure, 4-20mA Output w/ LCD | 304
130732 | RN (0-100K) | Resistor Network (0 to 100K Ohms) | 45
130750 | A/RH2-3K-R2 | Relative Humidity, RH Outputs: 0-5, 0-10 VDC & 4-20mA (Default), Room (R2), ± 2% Accuracy, 3,000 Ohm Thermistor (ASI) | 310
130751 | A/RH2-AN-R2 | Relative Humidity, RH Outputs: 0-5, 0-10 VDC & 4-20mA (Default), Room (R2), ± 2% Accuracy, 10K Ohm Thermistor (Type III) | 310
130755 | A/RH3-TT100-R2-4 | Relative Humidity, RH Outputs: 0-5, 0-10 VDC & 4-20mA (Default), Room (R2), ± 3% Accuracy, Transmitter w/ 100 Ohm RTD, 4-20mA (Temp) | 341.5
130765 | Q4C-X-RT0 | Controller, 4 digital sensors, LCD, 4 SPDT relays, M-View software, 4-20mA output module | 1485
130771 | A/RH3-AN-R2 | Relative Humidity, RH Outputs: 0-5, 0-10 VDC & 4-20mA (Default), Room (R2), ± 3% Accuracy, 10K Ohm Thermistor (Type III) | 250
130772 | A/RH3-CP-R2 | Relative Humidity, RH Outputs: 0-5, 0-10 VDC & 4-20mA (Default), Room (R2), ± 3% Accuracy, 10K Ohm Thermistor (Type II) | 250
130773 | A/RH5-CP-R2 | Relative Humidity, RH Outputs: 0-5, 0-10 VDC & 4-20mA (Default), Room (R2), ± 5% Accuracy, 10K Ohm Thermistor (Type II) | 197.2
130774 | A/RH5-AN-R2 | Relative Humidity, RH Outputs: 0-5, 0-10 VDC & 4-20mA (Default), Room (R2), ± 5% Accuracy, 10K Ohm Thermistor (Type III) | 197.2
130777 | A/100-2W-INW-6"-4X | 100 Ohm (Two Wires) RTD, Immersion, No Well, 6", NEMA 4X Enclosure | 75
130810 | A/TTM1K-INW-6"-4-BB-LCD | Transmitter w/ 1,000 Ohm RTD (NIST Cert), Immersion, No Well, 6", NEMA 3R Enclosure, 4-20mA Output w/ LCD | 304
130812 | 85930-007-000 | Q5/B5/Q6/B6 Splash Guard Kit | 54
130815 | OST2630A | Wireless, Wireless Temp, Outdoor, NEMA 4X Enclosure | 590
130818 | A/TT1K-D-4"-2-EXPL | Transmitter w/ 1,000 Ohm RTD, Hazardous, Duct, 4", 2-10VDC Output | 625
130822 | A/RH1-R2 | Relative Humidity, RH Outputs: 0-5, 0-10 VDC & 4-20mA (Default), Room (R2), ± 1% Accuracy | 550
130823 | A/TT100-BP-4-GD-20'CL2P | Transmitter w/ 100 Ohm RTD, Bullet Probe, 1", 20' Plenum Cable, Galvanized Enclosure, 4-20mA Output | 167
130836 | A/AN-FA-24'-BB | 10,000 Ohm Thermistor (Type III), Flexible Cable Averaging, 24', NEMA 3R Enclosure | 246.5
130842 | A/TT1K-O-4-4X-POTTED | Transmitter w/ 1,000 Ohm RTD, Outside Air, NEMA 4X Enclosure, 4-20mA Output, Potted Board | 192
130843 | A/TT100-O-4-4X-POTTED | Transmitter w/ 100 Ohm RTD, Outside Air, NEMA 4X Enclosure, 4-20mA Output, Potted Board | 195
130849 | A/RH2-TT1K-R2-4 | Relative Humidity, RH Outputs: 0-5, 0-10 VDC & 4-20mA (Default), Room (R2), ± 2% Accuracy, Transmitter w/ 1,000 Ohm RTD, 4-20mA (Temp) | 400
130850 | A/CSI-D-4"-4X | 10,000 Ohm (CSI) Thermistor, Duct, 4", NEMA 4X Enclosure | 60
130859 | RN (500-2K) | Resistor Network (500 to 2K Ohms) | 45
130861 | A/10KS-INW-6"-GD | 10,000 Ohm Thermistor, Immersion, No Well, 6", Galvanized Enclosure | 27
130863 | A/TT1K-D-8"-2-4X | Transmitter w/ 1,000 Ohm RTD, Duct, 8", NEMA 4X Enclosure, 2-10VDC Output | 173
130873 | A/1K-2W-DO-6"-10'CL2P | 1,000 Ohm (Two Wires) RTD, Duct, Without Box, 6", 10' Plenum Cable | 54
130875 | A/10KS-D-4"-BB | 10,000 Ohm Thermistor, Duct, 4", NEMA 3R Enclosure | 43.5
130879 | A/TT1K-INW-2.5"-4-BB | Transmitter w/ 1,000 Ohm RTD, Immersion, No Well, 2.5", NEMA 3R Enclosure, 4-20mA Output | 161
130885 | A/RH5-TT100-R2-1 | Relative Humidity, RH Outputs: 0-5, 0-10 VDC & 4-20mA (Default), Room (R2), ± 5% Accuracy, Transmitter w/ 100 Ohm RTD, 1-5VDC (Temp) | 288.7
130887 | A/RH3-100-3W-D | Relative Humidity, RH Outputs: 0-5, 0-10 VDC & 4-20mA (Default), Duct, ± 3% Accuracy, 100 Ohm RTD (Three Wires), Euro Enclosure | 260
130896 | A/RH3-TT1K-R2-4 | Relative Humidity, RH Outputs: 0-5, 0-10 VDC & 4-20mA (Default), Room (R2), ± 3% Accuracy, Transmitter w/ 1,000 Ohm RTD, 4-20mA (Temp) | 341.5
130899 | TRIAC | 24VAC TRIAC ADAPTER | 20
130905 | A/RH5-TT100-R2-4 | Relative Humidity, RH Outputs: 0-5, 0-10 VDC & 4-20mA (Default), Room (R2), ± 5% Accuracy, Transmitter w/ 100 Ohm RTD, 4-20mA (Temp) | 288.7
130941 | A/TT1K-I-4"-4-BB-POTTED | Transmitter w/ 1,000 Ohm RTD, Immersion, Welded Well, 4", NEMA 3R Enclosure, 4-20mA Output, Potted Board | 207
130952 | EPW VERSION #4 | Pulse Width Modulation Input (2.93 sec), Pressure Output (0-15PSI), Single Valve, 0.007" Bleed Orifice, Version 4, (10, 5, 25 sec Selectable), (0-10PSI, 0-20PSI), Reverse Acting | 240
130953 | A/20K-FA-8'-GD | 20,000 Ohm Thermistor, Flexible Cable Averaging, 8', Galvanized Enclosure | 175
130972 | A/RH2-TTM1K-R2-4 | Relative Humidity, RH Outputs: 0-5, 0-10 VDC & 4-20mA (Default), Room (R2), ± 2% Accuracy (NIST Cert), Transmitter w/ 1,000 Ohm RTD (NIST Cert), 4-20mA (Temp Output) | 436.5
130989 | A/20K-I-4"-EXPL | 20,000 Ohm Thermistor, Hazardous, Immersion, Welded Well, 4" | 525
130996 | A/TT1K-RA-12"-4-GD | Transmitter w/ 1,000 Ohm RTD, Rigid Probe Averaging, Galvanized Enclosure, 4-20mA Output | 374
131000 | A/1K-NI-FA-12'-BB | 1,000 Ohm Nickel RTD, Fexible Cable Averaging, 12', NEMA 3R Enclosure | 231.5
131010 | A/RH5-TT100-D-4X-4 | Relative Humidity, RH Outputs: 0-5, 0-10 VDC & 4-20mA (Default), Duct, ± 5% Accuracy, Transmitter w/ 100 Ohm RTD, NEMA 4X Enclosure, 4-20mA (Temp) | 317.5
131019 | DH2630B | WIRELESS, DUCT, 9.7",RH3%-TEMP | 974
131022 | DT2630A-04 | Wireless, Temp, Duct, 4" | 435
131023 | DT2630A-06 | Wireless, Temp, Duct, 6" | 435
131024 | DT2630A-08 | Wireless, Temp, Duct, 8" | 435
131027 | DT2630AE-04 | Wireless, Temp, Duct, 4", NEMA 4X Enclosure | 490
131031 | DT2630AE-18 | Wireless, Temp, Duct, 18", NEMA 4X Enclosure | 490
131032 | DT2650A | Wireless, Wireless Temp, Averaging, 24' | 509
131033 | FT2630A-02 | Wireless, Temp, Immersion, 2.5", No Well | 468
131045 | MOD9200D | Wireless, Modbus Network Transceiver, 50 Sensors/100 Inputs (Max), Configuration Software, 24VAC | 1856
131048 | MOD9200LON-A | Wireless, LonWorks Network Transceiver, 30 Temp, 6 RH Sensors Inputs (Max) | 2310
131049 | MOD9200LON-B | Wireless, LonWorks Network Transceiver, 50 Wall/Duct/Immersion Temp (Max) | 2310
131050 | MOD9200LON-C | Wireless, LonWorks Network Transceiver, 50 Temp & RH Inputs (Max) | 2310
131051 | MOD9200LON-D | Wireless, LonWorks Network Transceiver, 40 (0 to 10) VDC & Discrete, 10 Temp & RH Inputs (Max) | 2310
131052 | MOD9200LON-E | Wireless, LonWorks Network Transceiver, 26 Setpoints, 26 Overrides, 12 CO2 ppm Inputs, 6 RH Points & 4 Digital Status Inputs | 2310
131061 | RM2402D | Wireless, Sensor Receiver, 2 Digital Outputs | 403
131062 | RM2402DE | Wireless, Sensor Receiver, Two Digital Outputs, NEMA 4X Enclosure | 503
131063 | RM2432DE | Wireless, Sensor Receiver, 4 Digital & 4 Analog (0 to 10 or 0-5VDC) Outputs, NEMA 4X Enclosure | 987
131064 | RT2620A | Wireless, Input Module, 4 Digital Inputs, 24VAC | 456
131065 | RT2620AE | Wireless, Input Module, 4 Digital Inputs, 24VAC, NEMA 4X Enclosure | 576
131070 | WH2630A | Wireless, RH3%, Room | 773
131072 | RN (9.5K-11K) | Resistor Network (9.5K to 11K Ohms) | 45
131074 | A/RH2-10K-E1-D | Relative Humidity, RH Outputs: 0-5, 0-10 VDC & 4-20mA (Default), Duct, ± 2% Accuracy, 10,000 Ohm (E1) Thermistor, Euro Enclosure | 315
131075 | A/TTM100-LTS-4-4X-6' | Transmitter w/ 100 Ohm RTD (NIST Cert), 2" Freezer Probe 316SS, NEMA 4X Enclosure, 6', 4-20mA Output | 312
131080 | A/1K-2W-RA-12"-BB | 1,000 Ohm (Two Wires) RTD, Rigid Probe Averaging, 12", NEMA 3R Enclosure | 241.5
131092 | A/TT1K-R2-2 | Transmitter w/ 1,000 Ohm RTD, Room (R2), 2-10VDC Output | 118
131093 | A/RH3-10K-E1-D-3.25"-EH | Relative Humidity, RH Outputs: 0-5, 0-10 VDC & 4-20mA (Default), Duct (3.25" SS), ± 3% Accuracy, 10,000 Ohm Thermistor (E1), Euro Enclosure | 260
131094 | A/RH3-1K-NI-R2 | Relative Humidity, RH Outputs: 0-5, 0-10 VDC & 4-20mA (Default), Room (R2), ± 3% Accuracy, 1,000 Ohm Nickel RTD | 250
131112 | A/1K-NI-RA-18"-GD | 1,000 Ohm Nickel RTD, Rigid Probe Averaging, 18", Galvanzied Enclosure | 225
131113 | A/1K-NI-RA-24"-GD | 1,000 Ohm Nickel RTD, Rigid Probe Averaging, 24", Galvanzied Enclosure | 225
131114 | A/1K-NI-RA-36"-GD | 1,000 Ohm Nickel RTD, Rigid Probe Averaging, 36", Galvanzied Enclosure | 225
131132 | A/TTM1K-O-4-BB-POTTED | Transmitter w/ 1,000 Ohm RTD (NIST Cert), Outside Air, NEMA 3R Enclosure, 4-20mA Output, Potted Board | 213
131161 | Q5-CH4-100L-O-X | Smart Sensor w/ 3 SPDT Relays, 4-20mA Output or Modbus RTU, Methane Sensor, 0-100% LEL, NEMA 4X Enclosure | 840
131178 | A/CP-BP-20'CL2P | 10,000 Ohm Thermistor (Type II), Bullet Probe, 1", 20' Plenum Cable | 52.5
131180 | A/TTM100-O-4-4X | Transmitter w/ 100 Ohm RTD (NIST Cert), Outside Air, NEMA 4X Enclosure, 4-20mA Output | 210
131189 | ASENSE-R | Carbon Dioxide Sensor, Room Mount, 0-2000 ppm, Temperature, 0-10VDC & 4-20mA | 420
131190 | ASENSE-D-REL | Carbon Dioxide Sensor, Duct Mount, 0-2000 PPM, Relay and Temperature, Relay, 0-10VDC & 4-20mA | 553
131191 | ASENSE-R-LCD | Carbon Dioxide Sensor, Room Mount, 0-2000 ppm, Relay and Temperature, LCD, 0-10VDC & 4-20mA, | 450
131201 | FAST TUBE | Fast Sampling Tube | 30
131217 | A/RH3-R-LCD-05 | Relative Humidity, Room, Humidity with LCD, 0-5 VDC | 365
131224 | A/TT100-O-2-4X-POTTED | Transmitter w/ 100 Ohm RTD, Outside Air, NEMA 4X Enclosure, 2-10VDC Output, Potted Board | 190
131231 | A/AN-D-18"-EXPL | 10,000 Ohm Thermistor (Type III), Hazardous, Duct, 18" | 535
131241 | A/100-3W-I-2.5"-4X | 100 Ohm (Three Wires) RTD, Immersion, Welded Well, 2.5", NEMA 4X Enclosure | 106
131255 | A/AN-FA-12'-BB | 10,000 Ohm Thermistor (Type III), Flexible Cable Averaging, 12', NEMA 3R Enclosure | 201.5
131257 | A/RH2-TT100-R2-4 | Relative Humidity, RH Outputs: 0-5, 0-10 VDC & 4-20mA (Default), Room (R2), ± 2% Accuracy, Transmitter w/ 100 Ohm RTD, 4-20mA (Temp) | 400
131264 | Q5-C3H8-100L-O-X | Smart Sensor Propane, 100% LEL, 3 SPDT Relays, NEMA 4X, 4-20mA, 2-10V, or Modbus RTU | 840
131266 | Q5-EA-LEL-O-X | Smart Sensor, Ethyl Alcohol, 100% LEL, 3 SPDT Relays, NEMA 4X, 4-20mA, 2-10V, or Modbus RTU | 840
131267 | A/TT100-HT-I-4"-1-GD | Transmitter w/ 100 Ohm RTD, High Temperature Immersion, 4", Galvanized Enclosure, 1-5VDC Output | 354
131276 | A/TT100-D-18"-4-EXPL | Transmitter w/ 100 Ohm RTD, Hazardous, Duct, 18", 4-20mA Output | 630
131277 | A/100-3W-D-18"-EXPL | 100 Ohm (Three Wires) RTD, Hazardous, Duct, 18" | 535
131352 | A/100-3W-LT-I-6"-GD | 100 Ohm (Three Wires) RTD, Low Temperature Immersion, 6" 316SS | 256
131378 | Q5C-CO-1000P-O-X | Smart Sensor, Carbon Monoxide, 0-1000 ppm, 3 SPDT Relays, NEMA 4X, ETL, 4-20mA, 2-10V or Modbus RTU | 840
131380 | A/TT1K-I-4"-2-PB | Transmitter w/ 1,000 Ohm RTD, Immersion, Welded Well, 4", Plastic Enclosure, 2-10VDC Output | 175
131427 | A/TT1K-INW-4"-1-4X | Transmitter w/ 1,000 Ohm RTD, Immersion, No Well, 4", NEMA 4X Enclosure, 1-5VDC Output | 178
131437 | A/TUC2-4-20MA-0001 | 4-20mA Output, Setpoint, LCD | 235
131439 | A/1K-NI-DO-4"-10'CL2P | 1,000 Ohm Nickel RTD, Duct, Without Box, 4", 10' Plenum Cable | 61
131453 | A/TT1K-A-50'-4-4X | Transmitter w/ 1,000 Ohm RTD, Copper Averaging, 50', NEMA 4X Enclosure, 4-20mA Output | 590
131461 | A/TT1K-INW-4"-4-4X-POTTED | Transmitter w/ 1,000 Ohm RTD, Immersion, No Well, 4", NEMA 4X Enclosure, 4-20mA Output, Potted Boared | 198
131464 | A/3K-INW-2.5"-4X | 3,000 Ohm Thermistor, Immersion, No Well, 2.5", NEMA 4X Enclosure | 60
131465 | A/TT100-HT-BP-1-GD-8' | Transmitter w/ 100 Ohm RTD, High Temperature Bullet Probe, 1", 316SS, Galvanized Enclosure, 8', 1-5VDC Output | 318
131470 | QTS-61150X-N000000 | Toxic Gas Sensor, Nitrogen Dioxide, 0-6 PPM, 4-20mA Output, loop powered, Industrial NEMA 4X Aluminum sensor housing w/ Splash Guard | 1250
131471 | A/100KS-I-4"-4X | 100,000 Ohm Thermistor, Immersion, Welded Well, 4", NEMA 4X Enclosure | 91
131474 | A/RH5-R2L | Relative Humidity, RH Outputs: 0-5, 0-10 VDC & 4-20mA (Default), Room (R2), ± 5% Accuracy, Custom Logo | 187.2
131479 | DRN4 VERSION #2 | PWM/Analog/Floating Point to Resistance Output, 0 to 135 Ohm Resistance Network, Version 2, Plastic Enclosure | 275
131493 | A/RH2-20K-O-4X | Relative Humidity, RH Outputs: 0-5, 0-10 VDC & 4-20mA (Default), Outside Air, ± 2% Accuracy, 20,000 Ohm Thermistor, NEMA 4X Enclosure | 341.5
131505 | A/1K-NI-FA-24'-GD | 1,000 Ohm Nickel RTD, Flexible Cable Averaging, 24', Galvanized Enclosure | 325
131510 | 85930-040-000 | Duct Mount Kit (Adaptor, Tubing, Pitot Tubes) for Q5/B5, Q6/B6 | 160
131515 | A/AN-BC-RA-36"-PB | 10,000 Ohm Thermistor w/11K Shunt, Rigid Probe Averaging, 36", Plastic Enclosure | 95
131545 | A/RH2-1K-2W-R2 | Relative Humidity, RH Outputs: 0-5, 0-10 VDC & 4-20mA (Default), Room (R2), ± 2% Accuracy, 1,000 Ohm RTD (Two Wires) | 310
131548 | A/1.8K-FRZ2"-4X-30' | 1,800 Ohm Thermistor, 2" Freezer Probe 316SS, NEMA 4X Enclosure, 30' | 148
131549 | A/RH1-AN-R2 | Relative Humidity, RH Outputs: 0-5, 0-10 VDC & 4-20mA (Default), Room (R2), ± 1% Accuracy, 10K Ohm Thermistor (Type III) | 560
131597 | QIRF-0R22X-0 | Refrigerant Sensor, R22, 0-1000 PPM, LCD, 3 SPDT Relays, NEMA 4X | 2500
131603 | QIRF-134AX-0 | Refrigerant Sensor, R134a, 0-1000 PPM, LCD, 3 SPDT Relays, NEMA 4X | 2500
131604 | QIRF-404AX-0 | Refrigerant Sensor, R404a, 0-1000 PPM, LCD, 3 SPDT Relays, NEMA 4X | 2500
131606 | QIRF-410AX-0 | Refrigerant Sensor, R410a, 0-1000 PPM, LCD, 3 SPDT Relays, NEMA 4X | 2500
131607 | QIRF-507AX-0 | Refrigerant Sensor, R507a, 0-1000 PPM, LCD, 3 SPDT Relays, NEMA 4X | 2500
131623 | A/RH2-10K-E1-R2 | Relative Humidity, RH Outputs: 0-5, 0-10 VDC & 4-20mA (Default), Room (R2), ± 2% Accuracy, 10,000 Ohm Thermistor (E1) | 310
131631 | A/3K-BP-20'CL2P | 3,000 Ohm Thermistor, Bullet Probe, 1", 20' Plenum Cable | 55
131650 | A/RH2-100-3W-R2 | Relative Humidity, RH Outputs: 0-5, 0-10 VDC & 4-20mA (Default), Room (R2), ± 2% Accuracy, 100 Ohm RTD (Three Wires) | 310
131654 | A/TT100-LTS-2-4X-10' | Transmitter w/ 100 Ohm RTD, 2" Freezer Probe 316SS, NEMA 4X Enclosure, 10', 2-10VDC Output | 263
131659 | A/TT1K-A-8'-4-4X | Transmitter w/ 1,000 Ohm RTD, Copper Averaging, 8', NEMA 4X Enclosure, 4-20mA Output | 413
131662 | A/10K-E1-O-4X | 10,000 Ohm (E1) Thermistor, Outside Air, NEMA 4X Enclosure | 61.5
131679 | A/TT100-INW-4"-2-4X | Transmitter w/ 100 Ohm RTD, Immersion, No Well, 4", NEMA 4X Enclosure, 2-10VDC Output | 178
131680 | ESENSE II FAI DISP | Carbon Dioxide Sensor, 0-2000 PPM, Room Mount, 0-10VDC or 4-20mA Output, 3 LEDs, Audible Alarm | 400
131706 | A/TT100-HT-I-2.5"-4-GD | Transmitter w/ 100 Ohm RTD, High Temperature Immersion, 2.5", Galvanized Enclosure, 4-20mA Output | 354
131715 | A/RH3-R-LCD-420 | Relative Humidity, Room, Humidity with LCD, 4-20mA | 365
131725 | QIRF-R116X-0 | Refrigerant Sensor, R116, 0-1000 PPM, LCD, 3 SPDT Relays, NEMA 4X | 2500
131740 | A/TUCH2-CP-0013 | LCD, RH3%, SET, O/R, DEG F | 450
131742 | A/TT1K-INW-2.5"-4-PB | Transmitter w/ 1,000 Ohm RTD, Immersion, No Well, 2.5", Plastic Enclosure, 4-20mA Output | 144
131759 | A/RH2-R-LCD-010 | Relative Humidity, Room, Humidity with LCD, ± 2% Accuracy, 0-10 VDC | 435
131760 | A/RH2-R-LCD-05 | Relative Humidity, Room, Humidity with LCD, ± 2% Accuracy, 0-5 VDC | 435
131761 | A/RH2-R-LCD-420 | Relative Humidity, Room, Humidity with LCD, ± 2% Accuracy, 4-20mA | 435
131763 | A/RH5-R-LCD-05 | Relative Humidity, Room, Humidity with LCD, ± 5% Accuracy, 0-5 VDC | 375
131764 | A/RH5-R-LCD-420 | Relative Humidity, Room, Humidity with LCD, ± 5% Accuracy, 4-20mA | 375
131765 | A/RH3-R-LCD-010 | Relative Humidity, Room, Humidity with LCD, ± 5% Accuracy, 0-10 VDC | 365
131768 | A/1K-2W-FA-12'-GD | 1,000 Ohm (Two Wires) RTD, Flexible Cable Averaging, 12', Galvanzied Enclosure | 235
131769 | A/1K-2W-FA-24'-GD | 1,000 Ohm (Two Wires) RTD, Flexible Cable Averaging, 24', Galvanzied Enclosure | 315
131772 | A/TT1K-HT-I-6"-2-GD | Transmitter w/ 1,000 Ohm RTD, High Temperature Immersion, Welded Well, 6", Galvanized Enclosure, 2-10VDC Output | 360
131776 | A/1K-3W-O-4X | 1,000 Ohm (Three Wires) RTD, Outside Air, NEMA 4X Enclosure | 88
131777 | A/100-2W-D-8"-4X | 100 Ohm (Two Wires) RTD, Duct, 8", NEMA 4X Enclosure | 75
131779 | A/TUCH2-CP-0015 | LCD, RH3%, DEG F | 450
131809 | A/10KS-I-6"-BB | 10,000 Ohm Thermistor, Immersion, Welded Well, 6", NEMA 3R Enclosure | 74.5
131817 | A/RH1-1.8K-O | Relative Humidity, RH Outputs: 0-5, 0-10 VDC & 4-20mA (Default), Outside Air, ± 1% Accuracy, 1,800 Ohm Thermistor, Euro Enclosure | 584
131825 | A/CSI-FA-24'-PB | 10,000 Ohm (CSI) Thermistor, Flexible Cable Averaging, 24', Plastic Enclosure | 230
131852 | A/RH2-CP-R2O | Relative Humidity, RH Outputs: 0-5, 0-10 VDC & 4-20mA (Default), Room (R2), ± 2% Accuracy, 10K Ohm Thermistor (Type II), w/ Override | 320
131872 | A/TT1K-R2-1 | Transmitter w/ 1,000 Ohm RTD, Room (R2), 1-5VDC Output | 118
131873 | 55000-328APO | REPLACEMENT HEAD FOR SL-2000-P | 120
131891 | A/1K-3W-LT-I-6"-GD | 1,000 Ohm (Three Wires) RTD, Low Temperature Immersion, Welded Well, 6", Galvanized Enclosure | 256
131900 | A/1K-NI-BP-20'CL2P | 1,000 Ohm Nickel RTD, Bullet Probe, 1", 20' Plenum Cable | 82.5
131907 | RT2630BE-AC | Wireless, Input Module (4 Analog & 4 Digital Inputs), 0-10V input, 24VAC, NEMA 4X Enclosure | 616
131922 | A/GLYCOL-3PT KIT | 8.5 oz. Bottle, 304SS Mounting Bracket, Screws, (3) PG7 Cable Glands, (3) 316 SS Thermowells, No Glycol | 75
131923 | A/GLYCOL-3PT | 8.5 oz. Nalgene Bottle, (3) PG7 Cable Glands, (3) 316 SS Thermowells, No Glycol | 60
131930 | QIRF-R114X-0 | Refrigerant Sensor, R114, 0-1000 PPM, LCD, 3 SPDT Relays, NEMA 4X | 2500
131951 | A/1K-3W-SBS | 1,000 Ohm (Three Wires) RTD, Flush Mount Button, Stainless Steel | 85
131959 | A/1.8K-FA-8'-GD | 1,800 Ohm Thermistor, Flexible Cable Averaging, 8', Galvanized Enclosure | 175
131961 | A/1.8K-DO-8"-6'CL2P | 1,800 Ohm Thermistor, Duct, Without Box, 8", 6' Plenum Cable | 34.5
131968 | A/1K-2W-A-12'-BB | 1,000 Ohm (Two Wires) RTD, Copper Averaging, 12', NEMA 3R Enclosure | 231.5
131973 | A/RH2-CP-D-4X | Relative Humidity, RH Outputs: 0-5, 0-10 VDC & 4-20mA (Default), Duct, ± 2% Accuracy, 10,000 Ohm Thermistor (Type II), NEMA 4X Enclosure | 331.5
132081 | A/100-3W-PBS | 100 Ohm (Three Wires) RTD, Flush Mount Button, Plastic Enclosure | 50
132106 | A/TT1K-R-2-LCD | Transmitter w/ 1,000 Ohm RTD, Room (R), 2-10VDC Output, LCD | 227
132110 | A/TTM100-LTS-4-4X-10' | Transmitter w/ 100 Ohm RTD (NIST Cert), 2" Freezer Probe 316SS, NEMA 4X Enclosure, 10', 4-20mA Output | 303
132112 | A/TT1K-I-6"-1-PB | Transmitter w/ 1,000 Ohm RTD, Immersion, Welded Well, 6", Plastic Enclosure, 1-5VDC Output | 176
132117 | A/10K-E1-D-8"-GD | 10,000 Ohm (E1) Thermistor, Duct, 8", Galvanized Enclosure | 27
132118 | A/10K-E1-FA-12'-GD | 10,000 Ohm (E1) Thermistor, Flexible Cable Averaging, 12', Galvanized Enclosure | 185
132126 | A/RH3-CP-R2L | Relative Humidity, RH Outputs: 0-5, 0-10 VDC & 4-20mA (Default), Room (R2), ± 3% Accuracy, 10K Ohm Thermistor (Type II), Custom Logo, Standard | 250
132141 | QTS-17111X-S000000 | Expl Proof Sensor, Acetylene, 0-100% LEL, 3-wire 4-20mA Output | 1090
132155 | A/TT100-I-2.5"-2-BB | Transmitter w/ 100 Ohm RTD, Immersion, Welded Well, 2.5", NEMA 3R Enclosure, 2-10VDC Output | 187
132164 | A/1K-NI-INW-2.5"-BB | 1,000 Ohm Nickel RTD, Immersion, No Well, 2.5", NEMA 3R Enclosure | 85.5
132197 | RN (8K-10K) | Resistor Network (8K to 10K Ohms) | 45
132226 | A/20' TUBE | Clear Tubing, 3/16"ID X 20' PVC Tubing | 14
132229 | A/M12"-316SS | 12" MACHINED 316SS THERMOWELL | 150
132233 | A/1K-NI-INW-6"-BB | 1,000 Ohm Nickel RTD, Immersion, No Well, 6", NEMA 3R Enclosure | 51.5
132241 | A/1.8K-PBS | 1,800 Ohm Thermistor, Flush Mount Button, Plastic | 50
132243 | A/RH3-20K-R2 | Relative Humidity, RH Outputs: 0-5, 0-10 VDC & 4-20mA (Default), Room (R2), ± 3% Accuracy, 20,000 Ohm Thermistor | 250
132246 | A/100-3W-INW-2.5"-PB | 100 Ohm (Three Wires) RTD, Immersion, No Well, 2.5", Plastic Enclosure | 42
132248 | A/RH3-AN-R2-05 | Relative Humidity, RH Outputs: 0-5, 0-10 VDC & 4-20mA (Default), Room (R2), ± 3% Accuracy, 10K Ohm Thermistor (Type III), 0-5VDC (RH) | 250
132251 | QIRF-438AX-0 | Refrigerant Sensor, R438a, 0-1000 PPM, LCD, 3 SPDT Relays, NEMA 4X | 2500
132258 | A/TTM1K-A-100'-4-GD | Transmitter w/ 1,000 Ohm RTD (NIST Cert), Copper Averaging, 100', Galvanized Enclosure, 4-20mA Output | 869
132266 | A/AN-FA-12'-4X | 10,000 Ohm Thermistor (Type III), Flexible Cable Averaging, 12', NEMA 4X Enclosure | 218
132280 | A/10K-E1-BP-20'CL2P | 10,000 Ohm (E1) Thermistor, Bullet Probe, 1", 20' Plenum Cable | 55
132282 | A/RH3-3K-RO | Relative Humidity, RH Outputs: 0-5, 0-10 VDC & 4-20mA (Default), Room (R), ± 3% Accuracy, 3,000 Ohm Thermistor (ASI), w/ Override | 260
132292 | RN (8K-12K) | Resistor Network (8K to 12K Ohms) | 45
132297 | A/1.8K-D-12"-EXPL | 1,800 Ohm Thermistor, Hazardous, Duct, 12" | 525
132304 | A/RH3-AN-R2O | Relative Humidity, RH Outputs: 0-5, 0-10 VDC & 4-20mA (Default), Room (R2), ± 3% Accuracy, 10K Ohm Thermistor (Type III), w/ Override | 260
132306 | A/TTM100-HT-BP-4-GD-8' | Transmitter w/ 100 Ohm RTD (NIST Cert), High Temperature Bullet Probe, 1", 316SS, Galvanized Enclosure, 8', 4-20mA Output | 358
132310 | A/AN-BC-AP | 10,000 Ohm Thermisor w/11K Shunt, Wall Plate, Aluminum | 25
132311 | A/CSI-D-6"-BB | 10,000 Ohm (CSI) Thermistor, Duct, 6", NEMA 3R Enclosure | 43.5
132312 | A/CSI-A-12'-BB | 10,000 Ohm (CSI) Thermistor, Copper Averaging, 12', NEMA 3R Enclosure | 151.5
132323 | A/CP-O-SUN | 10,000 Ohm Thermistor (Type II), Outside Air, Sun Shield | 400
132324 | A/TT1K-O-SUN-4 | Transmitter w/ 1,000 Ohm RTD, Outside Air, Sun Shield, 4-20mA Output | 450
132325 | A/RH2-O-SUN | Relative Humidity, RH Outputs: 0-5, 0-10 VDC & 4-20mA (Default), Outside Air, ± 2% Accuracy, 4-20mA, Sun Shield | 650
132326 | A/RH2-CP-O-SUN | Relative Humidity, RH Outputs: 0-5, 0-10 VDC & 4-20mA (Default), Outside Air, ± 2% Accuracy, 10K Ohm Thermistor (Type II), Sun Shield | 660
132327 | A/RH2-TT1K-O-SUN | Relative Humidity, RH Outputs: 0-5, 0-10 VDC & 4-20mA (Default), Outside Air, ± 2% Accuracy, Transmitter w/ 1,000 Ohm RTD, Sun Shield, 4-20mA (Temp) | 697
132339 | A/TT1K-HT-I-2.5"-2-GD | Transmitter w/ 1,000 Ohm RTD, High Temperature Immersion, 2.5", 316SS, Galvanized Enclosure, 2-10VDC Output | 354
132343 | A/20K-FA-50'-PB | 20,000 Ohm Thermistor, Flexible Cable Averaging, 50', Plastic Enclosure | 500
132344 | RN (10K-10.5K) | Resistor Network (10K to 10.5K Ohms) | 45
132346 | A/3K-AP | 3,000 Ohm Thermistor, Wall Plate, Aluminum | 25
132348 | A/AN-IM-4"-GD | 10,000 Ohm Thermistor (Type III), Immersion, Machined Well, 4", Galvanized Enclosure | 80
132349 | A/AN-IM-2.5"-GD | 10,000 Ohm Thermistor (Type III), Immersion, Machined Well, 2.5", Galvanized Enclosure | 70
132350 | A/AN-IM-6"-GD | 10,000 Ohm Thermistor (Type III), Immersion, Machined Well, 6", Galvanized Enclosure | 80
132353 | A/CP-IM-2.5"-GD | 10,000 Ohm Thermistor (Type II), Immersion, Machined Well, 2.5", Galvanized Enclosure | 70
132354 | A/CP-IM-4"-GD | 10,000 Ohm Thermistor (Type II), Immersion, Machined Well, 4", Galvanized Enclosure | 80
132355 | A/CP-IM-6"-GD | 10,000 Ohm Thermistor (Type II), Immersion, Machined Well, 6", Galvanized Enclosure | 80
132364 | A/20K-IM-2.5"-GD | 20,000 Ohm Thermistor, Immersion, Machined Well, 2.5", Galvanized Enclosure | 70
132366 | A/20K-IM-6"-GD | 20,000 Ohm Thermistor, Immersion, Machined Well, 6", Galvanized Enclosure | 80
132371 | A/RH3-TTM1K-D-4X-4 | Relative Humidity, RH Outputs: 0-5, 0-10 VDC & 4-20mA (Default), Duct, NEMA 4X Enclosure, ± 3% Accuracy (NIST Cert), Transmitter w/ 1,000 Ohm RTD (NIST Cert), 4-20mA (Temp Output) | 410
132373 | A/1K-NI-FA-24'-4X | 1,000 Ohm Nickel RTD, Flexible Cable Averaging, 24', NEMA 4x Enclosure | 258
132380 | A/1.8K-SP-OR | 1,800 Ohm Thermistor, Wall Plate, Stainless Steel, w/ Override | 40
132385 | A/100KS-BP-20'Z | 100,000 Ohm Thermistor, Bullet Probe, 1", 20' Zip Wire | 24.5
132390 | A/RH2-TT100-D-BB-2 | Relative Humidity, RH Outputs: 0-5, 0-10 VDC & 4-20mA (Default), Duct, ± 2% Accuracy, Transmitter w/ 100 Ohm RTD, NEMA 3R Enclosure, 2-10VDC (Temp) | 413.5
132406 | A/TT100-R2O-4 | Transmitter w/ 100 Ohm RTD, Room (R2) w/ Override, 4-20mA Output | 125
132407 | A/RH3-R2L | Relative Humidity, RH Outputs: 0-5, 0-10 VDC & 4-20mA (Default), Room (R2), ± 3% Accuracy, Custom Logo | 240
132409 | A/RH5-AN-R2L | Relative Humidity, RH Outputs: 0-5, 0-10 VDC & 4-20mA (Default), Room (R2), ± 5% Accuracy, 10K Ohm Thermistor (Type III), Custom Logo | 197.2
132410 | A/RH5-CP-R2L | Relative Humidity, RH Outputs: 0-5, 0-10 VDC & 4-20mA (Default), Room (R2), ± 5% Accuracy, 10K Ohm Thermistor (Type II), Custom Logo | 197.2
132420 | A/RH5-100-2W-O | Relative Humidity, RH Outputs: 0-5, 0-10 VDC & 4-20mA (Default), Outside Air, ± 5% Accuracy, 100 Ohm RTD (Two Wires), Euro Enclosure | 206.4
132427 | A/TT100-R-2-LCD | Transmitter w/ 100 Ohm RTD, Room (R), 2-10VDC Output, LCD | 220
132433 | A/CP-FA-50'-BB | 10,000 Ohm Thermistor (Type II), Flexible Cable Averaging, 50', NEMA 3R Enclosure | 516.5
132442 | TUCH2-CPF1XXXXXX-305XXXXXX | LCD, RH3%, DEG F | 450
132451 | A/RH3-CP-R2O | Relative Humidity, RH Outputs: 0-5, 0-10 VDC & 4-20mA (Default), Room (R2), ± 3% Accuracy, 10K Ohm Thermistor (Type II), w/ Override | 260
132457 | A/1K-NI-INW-4"-PB | 1,000 Ohm Nickel RTD, Immersion, No Well, 4", Plastic Enclosure | 35
132468 | A/TT1K-HT-D-12"-4-BB | Transmitter w/ 1,000 Ohm RTD, High Temperature Duct, 12" 316SS, NEMA 3R Enclosure, 4-20mA Output | 344
132471 | RN (0-150) | Resistor Network (0 to 150 Ohms) | 45
132489 | A/TTM1K-I-2.5"-4-PB | Transmitter w/ 1,000 Ohm RTD (NIST Cert), Immersion, Welded Well, 2.5", Plastic Enclosure, 4-20mA Output | 210
132491 | A/10K-E1-PO-2"-10'CL2P | 10,000 Ohm (E1) Thermistor, Probe Only, 2'', 10' Plenum Cable | 40
132505 | CTS-M5220X-Q0R0000 | Toxic Gas Sensor, Room, Ammonia, 0-50 PPM Default, (0-100 PPM Max), 4-20mA, 2-10VDC or Modbus RTU, LCD, Relay & Buzzer | 785
132516 | A/10KS-DO-4"-6'CL2P | 10,000 Ohm Thermistor, Duct, Without Box, 4", 6' Plenum Cable | 34.5
132557 | A/1K-2W-A-24'-4X | 1,000 Ohm (Two Wires) RTD, Copper Averaging, 24', NEMA 4X Enclosure | 273
132573 | QTS-61160X-E000000 | Toxic Gas Sensor, Carbon Monoxide, 0-250 PPM, 4-20mA Output, loop powered, Insustrial NEMA 4X, Aluminum Sensor Housing | 1350
132585 | A/RH5-20K-R2 | Relative Humidity, RH Outputs: 0-5, 0-10 VDC & 4-20mA (Default), Room (R2), ± 5% Accuracy, 20,000 Ohm Thermistor | 197.2
132588 | A/CP-IM-6"-4X | 10,000 Ohm Thermistor (Type II), Immersion, Machined Well, 6", NEMA 4X Enclosure | 113
132594 | A/10KS-INW-4"-4X | 10,000 Ohm Thermistor, Immersion, No Well, 4", NEMA 4X Enclosure | 60
132596 | A/RH5-AN-R2LO | Relative Humidity, RH Outputs: 0-5, 0-10 VDC & 4-20mA (Default), Room (R2), ± 5% Accuracy, 10K Ohm Thermistor (Type III), Custom Logo, w/ Override | 207.2
132601 | A/1K-NI-INW-4"-4X | 1,000 Ohm Nickel RTD, Immersion, No Well, 4", NEMA 4X Enclosure | 68
132612 | A/RH2-20K-R2 | Relative Humidity, RH Outputs: 0-5, 0-10 VDC & 4-20mA (Default), Room (R2), ± 2% Accuracy, 20,000 Ohm Thermistor | 310
132618 | WIRELESS SETUP FEE | Customer Requested System Programming | 25
132626 | A/1K-2W-FA-8'-PB | 1,000 Ohm (Two Wires) RTD, Flexible Cable Averaging, 8', Plastic Enclosure | 235
132634 | A/RH5-TT1K-D-BB-2 | Relative Humidity, RH Outputs: 0-5, 0-10 VDC & 4-20mA (Default), Duct, ± 3% Accuracy, Transmitter w/ 1,000 Ohm RTD, NEMA 3R Enclosure, 2-10VDC (Temp) | 301
132643 | Q5-CL2-5P-O-X | Smart Sensor, Chlorine, 0-5 ppm, 3 SPDT Relays, NEMA 4X, 4-20mA, 2-10V, or Modbus RTU | 1100
132644 | A/1.8K-I-6"-4X | 1,800 Ohm Thermistor, Immersion, Welded Well, 6", NEMA 4X Enclosure | 91
132652 | A/RH1-100-2W-D | Relative Humidity, RH Outputs: 0-5, 0-10 VDC & 4-20mA (Default), Duct, ± 1% Accuracy, 100 Ohm RTD (Two Wires), Euro Enclosure | 574
132653 | A/TT1K-R2O-4 | Transmitter w/ 1,000 Ohm RTD, Room (R2) w/ Override, 4-20mA Output | 122
132671 | Q5-O3-1P-O-X | Smart Sensor, Ozone, 0-1 ppm, 3 SPDT Relays, NEMA 4X, 4-20mA, 2-10V, or Modbus RTU | 1805
132672 | A/0.1CP-D-4"-PB | High Accuracy 10,000 Ohm Thermistor (Type II), Duct, 4", Plastic Enclosure | 37
132673 | A/0.1CP-D-18"-PB | High Accuracy 10,000 Ohm Thermistor (Type II), Duct, 18", Plastic Enclosure | 42
132691 | A/TT1K-INW-6"-1-GD | Transmitter w/ 1,000 Ohm RTD, Immersion, No Well, 6", Galvanized Enclosure, 1-5VDC Output | 140
132700 | QTS-61120X-E000000 | Toxic Gas Sensor, Chlorine, 0-3 PPM, 4-20mA Output, loop powered, Industrial NEMA 4X, Aluminum Sensor Housing | 1455
132711 | A/R2-PUP | Room Pickup Port (R2) White | 35
132717 | A/AN-BC-FA-24'-GD | 10,000 Ohm Thermistor w/11K Shunt, Flexible Cable Averaging, 24', Galvanized Enclosure | 230
132727 | A/3K-DO-6"-6'CL2P | 3,000 Ohm Thermistor, Duct, Without Box, 6", 6' Plenum Cable | 34.5
132737 | A/AN-O-SUN | 10,000 Ohm Thermistor (Type III), Outside Air, Sun Shield | 400
132738 | Q5-NO2-10P-O-X | Smart Sensor, Nitrogen Dioxide, 0-10 ppm, 3 SPDT Relays, NEMA 4X, 4-20mA, 2-10V, or Modbus RTU | 715
132739 | A/RH3-SP-05 | Relative Humidity, RH Outputs: 0-5 VDC, Wall Plate 304SS, ± 3% Accuracy, 0-5VDC | 260
132740 | Q5-CO2-5000P-O-X | Smart Sensor, Carbon Dioxide, 0-5000 ppm, 3 SPDT Relays, NEMA 4X, 4-20mA, 2-10V, or Modbus RTU | 1485
132742 | Q5-CO2-5V-O-X | Smart Sensor, Carbon Dioxide, 0-5% Volume, 3 SPDT Relays, NEMA 4X, 4-20mA, 2-10V, or Modbus RTU | 1485
132743 | Q5-NH3-1000P-O-X | Smart Sensor, Ammonia, 0-1000 ppm, 3 SPDT Relays, NEMA 4X, 4-20mA, 2-10V, or Modbus RTU | 1505
132744 | Q5-NH3-100P-O-X | Smart Sensor, Ammonia, 0-100 ppm, 3 SPDT Relays, NEMA 4X, 4-20mA, 2-10V, or Modbus RTU | 1505
132745 | Q5-NO-100P-O-X | Smart Sensor, Nitric Oxide, 0-100 ppm, 3 SPDT Relays, NEMA 4X, 4-20mA, 2-10V, or Modbus RTU | 1590
132747 | A/TUCH2-CP-0036 | LCD, RH2%, DEG F | 500
132759 | A/RH1-TTM100-D-4X-1 | Relative Humidity, RH Outputs: 0-5, 0-10 VDC & 4-20mA (Default), Duct, NEMA 4X Enclosure, ± 1% Accuracy (NIST Cert), Transmitter w/ 100 Ohm RTD (NIST Cert), 1-5VDC (Temp Output) | 716.5
132774 | A/AN-BC-I-2.5"-BB | 10,000 Ohm Thermistor w/11K Shunt, Immersion, Welded Well, 2.5", NEMA 3R Enclosure | 74.5
132781 | 84330-014-000 | M-View Software CD for M-Controller/Q4C | 85
132800 | A/TT100-R2-2 | Transmitter w/ 100 Ohm RTD, Room (R2), 2-10VDC Output | 118
132803 | A/3K-PO-8" | 3,000 Ohm Thermistor, Probe Only, 8" | 18.5
132805 | CTS-M5130X-N0R0000 | Toxic Gas Sensor, Room, Oxygen, 0-25% Volume, 4-20mA, 2-10VDC Output, or Modbus RTU, NEMA 4X Enclosure, Relay & Buzzer | 885
132809 | A/RH2-AN-BC-R | Relative Humidity, RH Outputs: 0-5, 0-10 VDC & 4-20mA (Default), Room (R), ± 2% Accuracy, 10,000 Ohm Thermistor w/ 11K Shunt | 310
132812 | A/20K-DO-8"-6'CL2P | 20,000 Ohm Thermistor, Duct, Without Box, 8", 6' Plenum Cable | 34.5
132816 | A/RH2-100-3W-O-4X | Relative Humidity, RH Outputs: 0-5, 0-10 VDC & 4-20mA (Default), Outside Air, ± 2% Accuracy, 100 Ohm RTD (Three Wires), NEMA 4X Enclosure | 341.5
132826 | A/20K-A-24'-BB | 20,000 Ohm Thermistor, Copper Averaging, 24', NEMA 3R Enclosure | 201.5
132827 | A/AN-RA-12"-4X | 10,000 Ohm Thermistor (Type III), Rigid Probe Averaging, 12", NEMA 4X Enclosure | 123
132845 | A/RH2-1K-NI-R2 | Relative Humidity, RH Outputs: 0-5, 0-10 VDC & 4-20mA (Default), Room (R2), ± 2% Accuracy, 1,000 Ohm Nickel RTD | 310
132855 | A/TT1K-D-18"-4-EXPL | Transmitter w/ 1,000 Ohm RTD, Hazardous, Duct, 18", 4-20mA Output | 649
132864 | B5-NO2-10P-O-X | BACnet MSTP, Smart Sensor, Nitrogen Dioxide, 0-10 ppm, 3 SPDT Relays, NEMA 4X | 715
132877 | A/RH2-100-3W-O | Relative Humidity, RH Outputs: 0-5, 0-10 VDC & 4-20mA (Default), Outside Air, ± 2% Accuracy, 100 Ohm RTD (Three Wires), Euro Enclosure | 325
132882 | A/RH1-1K-NI-D | Relative Humidity, RH Outputs: 0-5, 0-10 VDC & 4-20mA (Default), Duct, ± 1% Accuracy, 1,000 Ohm Nickel RTD, Euro Enclosure | 574
132885 | RIC-1 | Multi-Voltage Relay, 24 VAC, 115 VAC, 24 VDC, SPDT, LED | 26
132886 | RIC-2 | Pulsed-Input, Steady Output, 24 VAC, 115 VAC, 24 VDC, DPDT | 30
132887 | RIC-3 | Multi-Voltage Relay, 24 VAC, 24 VDC, SPDT, Non-Polarized | 23
132891 | A/O-PUP-V | Outside Air Pickup Port, Vertical, NEMA 3R | 55
132892 | A/O-PUP-H | Outside Air Pickup Port, Horizontal, NEMA 3R | 55
132894 | A/RH2-D-3.25"-BB | Relative Humidity, RH Outputs: 0-5, 0-10 VDC & 4-20mA (Default), Duct (3.25" SS), ± 2% Accuracy, NEMA 3R Enclosure | 305
132895 | A/RH2-CP-D-3.25"-BB | Relative Humidity, RH Outputs: 0-5, 0-10 VDC & 4-20mA (Default), Duct (3.25" SS), ± 2% Accuracy, 10,000 Ohm Thermistor (Type II), NEMA 3R Enclosure | 315
132896 | A/100-3W-I-2.5"-BB | 100 Ohm (Three Wires) RTD, Immersion, Welded Well, 2.5", NEMA 3R Enclosure | 89.5
132910 | A/20K-BP-10'CL2P | 20,000 Ohm Thermistor, Bullet Probe, 1", 10' Plenum Cable | 40
132914 | A/100-2W-R-EXPL | 100 Ohm (Two Wires) RTD, Hazardous, Room (R), 2" | 525
132920 | A/3K-BP-20'Z | 3,000 Ohm Thermistor, Bullet Probe, 1", 20' Zip Wire | 24.5
132923 | A/3K-DO-8"-20'CL2P | 3,000 Ohm Thermistor, Duct, Without Box, 8", 20' Plenum Cable | 58.5
132957 | A/TTM1K-A-80'-4-GD | Transmitter w/ 1,000 Ohm RTD (NIST Cert), Copper Averaging, 80', Galvanized Enclosure, 4-20mA Output | 715
132962 | A/RH2-AN-R2L | Relative Humidity, RH Outputs: 0-5, 0-10 VDC & 4-20mA (Default), Room (R2), ± 2% Accuracy, 10K Ohm Thermistor (Type III), Custom Logo | 310
132964 | A/RH3-TT100-R2-2 | Relative Humidity, RH Outputs: 0-5, 0-10 VDC & 4-20mA (Default), Room (R2), ± 3% Accuracy, Transmitter w/ 100 Ohm RTD, 2-10VDC (Temp Output) | 341.5
132968 | A/AN-RA-24"-4X | 10,000 Ohm Thermistor (Type III), Rigid Probe Averaging, 24", NEMA 4X Enclosure | 128
132995 | A/RH5-TTM1K-D-BB-4 | Relative Humidity, RH Outputs: 0-5, 0-10 VDC & 4-20mA (Default), Duct, NEMA 3R Enclosure, ± 5% Accuracy (NIST Cert), Transmitter w/ 100 Ohm RTD (NIST Cert), 4-20mA (Temp Output) | 336
132996 | A/RH2-TT100-O-SUN | Relative Humidity, RH Outputs: 0-5, 0-10 VDC & 4-20mA (Default), Outside Air, ± 2% Accuracy, Transmitter w/ 100 Ohm RTD, Sun Shield, 4-20mA (Temp) | 697
133018 | A/TT1K-BO-4-4X-POTTED | Transmitter w/ 1,000 Ohm RTD, Board Only, NEMA 4X Enclosure, 4-20mA Output, Potted Board | 152
133019 | A/100-2W-DO-18" | 100 Ohm (Two Wires) RTD, Duct, Without Box, 18" | 37
133044 | PXP7.3G | Analog Input (0-5VDC), Pressure Output (0-15PSI), Single Valve, 0.007" Bleed Orifice, Gauge, (0-10V, 0-15V, 0-20mA Selectable) | 180
133112 | A/AN-DO-12"-6'CL2P | 10,000 Ohm Thermistor (Type III), Duct, Without Box, 12", 6' Plenum Cable | 34.5
133148 | A/100-2W-D-6"-PB | 100 Ohm (Two Wires) RTD, Duct, 6", Plastic Enclosure | 42
133149 | A/TT100-D-6"-4-GD | Transmitter w/ 100 Ohm RTD, Duct, 6", Galvanized Enclosure, 4-20mA Output | 144
133150 | A/TT100-D-6"-4-4X | Transmitter w/ 100 Ohm RTD, Duct, 6", NEMA 4X Enclosure, 4-20mA Output | 178
133151 | A/TT100-D-6"-4-PB | Transmitter w/ 100 Ohm RTD, Duct, 6", Plastic Enclosure, 4-20mA Output | 144
133152 | A/TTM100-D-6"-4-GD | Transmitter w/ 100 Ohm RTD (NIST Cert), Duct, 6", Galvanized Enclosure, 4-20mA Output | 179
133154 | A/100-3W-D-6"-4X | 100 Ohm (Three Wires) RTD, Duct, 6", NEMA 4X Enclosure | 75
133155 | A/100-3W-D-6"-PB | 100 Ohm (Three Wires) RTD, Duct, 6", Plastic Enclosure | 42
133156 | A/100-3W-DO-6" | 100 Ohm (Three Wires) RTD, Duct, Without Box, 6" | 37
133161 | A/100KS-D-6"-PB | 100,000 Ohm Thermistor, Duct, 6", Plastic Enclosure | 27
133162 | A/100KS-DO-6" | 100,000 Ohm Thermistor, Duct, Without Box, 6" | 24.5
133168 | A/10K-E1-D-6"-PB | 10,000 Ohm (E1) Thermistor, Duct, 6", Plastic Enclosure | 27
133170 | A/10KS-D-6"-BB | 10,000 Ohm Thermistor, Duct, 6", NEMA 3R Enclosure | 43.5
133171 | A/10KS-D-6"-PB | 10,000 Ohm Thermistor, Duct, 6", Plastic Enclosure | 27
133175 | A/1K-2W-DO-6" | 1,000 Ohm (Two Wires) RTD, Duct, Without Box, 6" | 37
133176 | A/TT1K-D-6"-4-GD | Transmitter w/ 1,000 Ohm RTD, Duct, 6", Galvanized Enclosure, 4-20mA Output | 144
133177 | A/TT1K-D-6"-4-PB | Transmitter w/ 1,000 Ohm RTD, Duct, 6", Plastic Enclosure, 4-20mA Output | 144
133179 | A/TT1K-D-6"-2-PB | Transmitter w/ 1,000 Ohm RTD, Duct, 6", Plastic Enclosure, 2-10VDC Output | 144
133235 | A/10KS-DO-8" | 10,000 Ohm Thermistor, Duct, Without Box, 8" | 24.5
133239 | A/1K-NI-DO-6" | 1,000 Ohm Nickel RTD, Duct, Without Box, 6" | 27
133240 | A/1K-3W-D-6"-GD | 1,000 Ohm (Three Wires) RTD, Duct, 6", Galvanized Enclosure | 42
133243 | A/20K-D-6"-4X | 20,000 Ohm Thermistor, Duct, 6", NEMA 4X Enclosure | 60
133244 | A/20K-D-6"-BB | 20,000 Ohm Thermistor, Duct, 6", NEMA 3R Enclosure | 43.5
133246 | A/20K-DO-6"-6'CL2P | 20,000 Ohm Thermistor, Duct, Without Box, 6", 6' Plenum Cable | 34.5
133263 | A/3K-D-6"-GD | 3,000 Ohm Thermistor, Duct, 6", Galvanized Enclosure | 27
133264 | A/3K-D-6"-PB | 3,000 Ohm Thermistor, Duct, 6", Plastic Enclosure | 27
133321 | A/AN-DO-6"-10'CL2P | 10,000 Ohm Thermistor (Type III), Duct, Without Box, 6", 10' Plenum Cable | 42.5
133322 | A/AN-DO-6"-6'CL2P | 10,000 Ohm Thermistor (Type III), Duct, Without Box, 6", 6' Plenum Cable | 34.5
133324 | A/AN-BC-DO-6" | 10,000 Ohm Thermistor w/11K Shunt, Duct, Without Box, 6" | 24.5
133338 | A/BALCO-D-6"-GD | 1,000 Ohm Balco RTD, Duct, 6", Galvanized Enclosure | 52
133339 | A/BALCO-D-6"-PB | 1,000 Ohm Balco RTD, Duct, 6", Plastic Enclosure | 52
133340 | A/BALCO-DO-6" | 1,000 Ohm Balco RTD, Duct, Without Box, 6" | 52
133344 | A/CP-D-6"-4X | 10,000 Ohm Thermistor (Type II), Duct, 6", NEMA 4X Enclosure | 60
133357 | A/CP-DO-6"-20'CL2P | 10,000 Ohm Thermistor (Type II), Duct, Without Box, 6", 20' Plenum Cable | 58.5
133363 | A/CSI-DO-6" | 10,000 Ohm (CSI) Thermistor, Duct, Without Box, 6" | 24.5
133364 | A/CSI-PO-6" | 10,000 Ohm (CSI) Thermistor, Probe Only, 6" | 18.5
133367 | A/CSI-DO-6"-6'CL2P | 10,000 Ohm (CSI) Thermistor, Duct, Without Box, 6", 6' Plenum Cable | 34.5
133370 | A/100-2W-DO-6" | 100 Ohm (Two Wires) RTD, Duct, Without Box, 6" | 37
133374 | A/100-3W-D-6"-GD | 100 Ohm (Three Wires) RTD, Duct, 6", Galvanized Enclosure | 42
133375 | A/TT100-D-6"-4-BB | Transmitter w/ 100 Ohm RTD, Duct, 6", NEMA 3R, 4-20mA Output | 156
133378 | A/100KS-PO-6" | 100,000 Ohm Thermistor, Probe Only, 6" | 18.5
133382 | A/10KS-PO-6" | 10,000 Ohm Thermistor, Probe Only, 6" | 18.5
133383 | A/TT1K-D-6"-4-BB | Transmitter w/ 1,000 Ohm RTD, Duct, 6", NEMA 3R Enclosure, 4-20mA Output | 156
133387 | A/TT1K-D-6"-4-4X | Transmitter w/ 1,000 Ohm RTD, Duct, 6", NEMA 4X Enclosure, 4-20mA Output | 178
133390 | A/TTM1K-D-6"-4-GD | Transmitter w/ 1,000 Ohm RTD (NIST Cert), Duct, 6", Galvanized Enclosure, 4-20mA Output | 179
133392 | A/TTM1K-D-6"-4-PB | Transmitter w/ 1,000 Ohm RTD (NIST Cert), Duct, 6", Plastic Enclosure, 4-20mA Output | 179
133406 | A/1K-2W-INW-2.5"-BB | 1,000 Ohm (Two Wires) RTD, Immersion, No Well, 2.5", NEMA 3R Enclosure | 58.5
133408 | A/3K-D-12"-4X | 3,000 Ohm Thermistor, Duct, 12", NEMA 4X Enclosure | 60
133409 | A/RH3-CP-SP-05 | Relative Humidity, RH Outputs: 0-5 VDC, Wall Plate 304SS, ± 3% Accuracy, 10,000 Ohm Thermistor (Type II), 0-5VDC | 270
133428 | A/TTM1K-D-8"-4-BB | Transmitter w/ 1,000 Ohm RTD (NIST Cert), Duct, 8", NEMA 3R Enclosure, 4-20mA Output | 196
133429 | A/0.1CP-I-6"-GD | High Accuracy 10,000 Ohm Thermistor (Type II), Immersion, Welded Well, 6", Galvanized Enclosure | 68
133430 | A/0.1CP-I-4"-GD | High Accuracy 10,000 Ohm Thermistor (Type II), Immersion, Welded Well, 4", Galvanized Enclosure | 68
133440 | A/0.1CP-I-2.5"-GD | High Accuracy 10,000 Ohm Thermistor (Type II), Immersion, Welded Well, 2.5", Galvanized Enclosure | 68
133477 | A/0.1AN-D-12"-PB | High Accuracy 10,000 Ohm Thermistor (Type III), Duct, 12", Plastic Enclosure | 37
133500 | A/RH2-AN-O-SUN | Relative Humidity, RH Outputs: 0-5, 0-10 VDC & 4-20mA (Default), Outside Air, ± 2% Accuracy, 10,000 Ohm Thermistor (Type III), Sun Shield | 660
133509 | A/10K-E1-RA-24"-GD | 10,000 Ohm (E1) Thermistor, Rigid Probe Averaging, 24", Galvanized Enclosure | 95
133510 | A/1K-2W-RA-18"-4X | 1,000 Ohm (Two Wires) RTD, Rigid Probe Averaging, 18", NEMA 4X Enclosure | 258
133512 | Q5-HCL-30P-O-X | Smart Sensor, Hydrogen Chloride, 0-30 ppm, 3 SPDT Relays, NEMA 4X, 4-20mA, 2-10V, or Modbus RTU | 1805
133520 | A/20K-RA-36"-BB | 20,000 Ohm Thermistor, Rigid Probe Averaging, 36", NEMA 3R Enclosure | 111.5
133523 | RN (300-800) | Resistor Network (300 to 800 Ohms) | 45
133524 | RN (9.3K-14.9K) | Resistor Network (9.3K to 14.9K Ohms) | 45
133565 | A/3K-PO-6" | 3,000 Ohm Thermistor, Probe Only, 6" | 18.5
133566 | A/3K-DO-6" | 3,000 Ohm Thermistor, Duct, Without Box, 6" | 24.5
133596 | A/1K-3W-PO-2"-10'CL2P | 1,000 Ohm Platinum (Three Wires) RTD, Probe Only, 2", 10' Plenum Cable | 65
133604 | A/TT1K-LTS-1-4X-30' | Transmitter w/ 1,000 Ohm RTD, 316SS Probe, Freezer, 30' Leads, NEMA 4X Enclosure, 30', 1-5VDC Output | 293
133606 | A/TTM100-I-2.5"-4-BB-POTTED | Transmitter w/ 100 Ohm RTD (NIST Cert), Immersion, Welded Well, 2.5", NEMA 3R Enclosure, 4-20mA Output, Potted Board | 241
133615 | A/TTM1K-O-4-BB | Transmitter w/ 1,000 Ohm RTD (NIST Cert), Outside Air, NEMA 3R Enclosure, 4-20mA Output | 193
133632 | RN (10K-11.3K) | Resistor Network (10K to 11.3K Ohms) | 45
133635 | A/10KS-DO-8"-10'CL2P | 10,000 Ohm Thermistor, Duct, Without Box, 8", 10' Plenum Cable | 42.5
133644 | RN (9.3K-10.8K) | Resistor Network (9.3k to 10.8k Ohms) | 45
133649 | RN (12K-85K) | Resistor Network (12K to 85K Ohms) | 45
133652 | RT2630C-AC | Wireless, Input Module (4 Analog & 4 Digital Inputs), 0-20mA Input, 24VAC | 561
133655 | A/AN-RA-36"-4X | 10,000 Ohm Thermistor (Type III), Rigid Probe Averaging, 36", NEMA 4X Enclosure | 128
133656 | A/1K-LTS-4X-10' | 1,000 Ohm RTD, 2" Freezer Probe 316SS, NEMA 4X Enclosure, 10' | 168
133659 | A/1K-3W-I-6"-4X | 1,000 Ohm (Three Wires) RTD, Immersion, Welded Well, 6", NEMA 4X Enclosure | 100
133689 | A/20K-O-SUN | 20,000 Ohm Thermistor, Outside Air, Sun Shield | 400
133691 | A/100-3W-PO-4"-10'CL2P | 100 Ohm (Three Wires) RTD, Probe Only, 4", 10' Plenum Cable | 65
133692 | A/1K-NI-PO-4" | 1,000 Ohm Nickel RTD, Probe Only, 4" | 34
133694 | A/1K-3W-PO-4"-20'CL2P | 1,000 Ohm (Three Wires) RTD, Probe Only, 4", 20' Plenum Cable | 70.5
133700 | A/1.8K-BP-20'CL2P | 1,800 Ohm Thermistor, Bullet Probe, 1", 20' Plenum Cable | 52.5
133702 | RT2630AE-AC | Wireless, Input Module (4 Analog & 4 Digital Inputs), 20K ohm Input, 24VAC, NEMA 4X Enclosure | 576
133708 | A/TT1K-HT-I-2.5"-1-GD | Transmitter w/ 1,000 Ohm RTD, High Temperature Immersion, 2.5", Galvanized Enclosure, 1-5VDC Output | 365
133717 | A/TTM1K-A-8'-4-PB | Transmitter w/ 1,000 Ohm RTD (NIST Cert), Copper Averaging, 8', Plastic Enclosure, 4-20mA Output | 414
133718 | QIRF-407CX-0 | Refrigerant Sensor, R407c, 0-1000 PPM, LCD, 3 SPDT Relays, NEMA 4X | 2500
133751 | TUCH2-CPF11FZPSX-310XXXXXX | LCD, RH3%, SET, O/R, DEG F | 450
133774 | A/TTM100-O-4-BB | Transmitter w/ 100 Ohm RTD (NIST Cert), Outside Air, NEMA 3R Enclosure, 4-20mA Output | 193
133778 | A/1K-LTS-4X-50' | 1,000 Ohm RTD, 2" Freezer Probe 316SS, NEMA 4X Enclosure, 50' | 298
133793 | A/RH3-10K-E1-R2 | Relative Humidity, RH Outputs: 0-5, 0-10 VDC & 4-20mA (Default), Room (R2), ± 3% Accuracy, 10,000 Ohm Thermistor (E1) | 250
133795 | A/10K-E1-D-12"-GD | 10,000 Ohm (E1) Thermistor, Duct, 12", Galvanized Enclosure | 27
133798 | A/10K-E1-A-12'-GD | 10,000 Ohm (E1) Thermistor, Copper Averaging, 12', Galvanized Enclosure | 135
133802 | A/TT100-LTS-2-BB-10' | Transmitter w/ 100 Ohm RTD, 2" Freezer Probe 316SS, NEMA 3R Enclosure, 10', 2-10VDC Output | 247
133808 | A/0.1AN-I-6"-GD | High Accuracy 10,000 Ohm Thermistor (Type III), Immersion, Welded Well, 6", Galvanized Enclosure | 68
133820 | A/TTM1K-INW-6"-4-PB | Transmitter w/ 1,000 Ohm RTD (NIST Cert), Immersion, No Well, 6", Plastic Enclosure, 4-20mA Output | 179
133833 | A/TTM1K-I-4"-4-PB | Transmitter w/ 1,000 Ohm RTD (NIST Cert), Immersion, Welded Well, 4", Plastic Enclosure, 4-20mA Output | 204
133866 | A/RH3-3K-R2 | Relative Humidity, RH Outputs: 0-5, 0-10 VDC & 4-20mA (Default), Room (R2), ± 3% Accuracy, 3,000 Ohm Thermistor (ASI) | 250
133875 | A/TTM100-INW-2.5"-4-GD | Transmitter w/ 100 Ohm RTD (NIST Cert), Immersion, No Well, 2.5", Galvanized Enclosure, 4-20mA Output | 174
133888 | A/BALCO-I-2.5"-4X | 1,000 Ohm Balco RTD, Immersion, Welded Well, 2.5", NEMA 4X Enclosure | 116
133907 | DMUX-4N | Pulse Width Modulate (PWM) Input, Relay Output (4), Input Pulse: Novar™ 0.59-2.93 sec | 313
133912 | A/10K-E1-I-2.5"-PB | 10,000 Ohm (E1) Thermistor, Immersion, Welded Well, 2.5", Plastic Enclosure | 58
133913 | A/RH2-AN-D-BB | Relative Humidity, RH Outputs: 0-5, 0-10 VDC & 4-20mA (Default), Duct, ± 2% Accuracy, 10,000 Ohm Thermistor (Type III), NEMA 3R Enclosure | 315
133920 | A/10K-E1-RA-18"-GD | 10,000 Ohm (E1) Thermistor, Rigid Probe Averaging, 18", Galvanized Enclosure | 90
133955 | 85930-018-009 | Smart Sensor replacement, Ammonia, 0-100 ppm | 750
133966 | A/RH5-TT1K-D-4X-1 | Relative Humidity, RH Outputs: 0-5, 0-10 VDC & 4-20mA (Default), Duct, ± 5% Accuracy, Transmitter w/ 1,000 Ohm RTD, NEMA 4X Enclosure, 1-5VDC (Temp) | 317.5
133986 | SST2630A | Wireless, Temp, Strap on/Remote | 415
133999 | RH5-TT1K-R2-4 | Relative Humidity, RH Outputs: 0-5, 0-10 VDC & 4-20mA (Default), Room, ± 5% Accuracy, Transmitter w/ 1,000 Ohm RTD, 4-20mA (Temp) | 288.7
134027 | A/TT100-O-SUN-4 | Transmitter w/ 100 Ohm RTD, Outside Air, Sun Shield, 4-20mA Output | 502
134030 | A/100-2W-I-2.5"-BB | 100 Ohm (Two Wires) RTD, Immersion, Welded Well, 2.5", NEMA 3R Enclosure | 89.5
134044 | A/RH3-AN-R2L | Relative Humidity, RH Outputs: 0-5, 0-10 VDC & 4-20mA (Default), Room (R2), ± 3% Accuracy, 10K Ohm Thermistor (Type III), Custom Logo, Standard | 250
134066 | A/TUCH2-AN-0026 | LCD, RH3%, SET, DEG F | 450
134068 | A/1K-2W-A-80'-PB | 100 Ohm (Two Wires) RTD, Copper Averaging, 80', Plastic Enclosure | 460
134069 | A/BALCO-D-18"-4X | 1,000 Ohm Balco RTD, Duct, 18", NEMA 4X Enclosure | 90
134071 | A/TTM1K-D-12"-4-EXPL | Transmitter w/ 1,000 Ohm RTD (NIST Cert), Hazardous, Duct, 12", 4-20mA Output | 655
134082 | A/TT100-D-8"-2-BB | Transmitter w/ 100 Ohm RTD, Duct, 8", NEMA 3R Enclosure, 2-10VDC Output | 156
134084 | A/TT1K-R2SO-2 | Transmitter w/ 1,000 Ohm RTD, Room (R2) w/ Setpoint and Override, 2-10VDC Output | 132
134086 | A/RH3-1K-3W-R | Relative Humidity, RH Outputs: 0-5, 0-10 VDC & 4-20mA (Default), Room (R), ± 3% Accuracy, 1,000 Ohm RTD (Three Wires) | 250
134090 | A/RH3-10K-E1-R2O | Relative Humidity, RH Outputs: 0-5, 0-10 VDC & 4-20mA (Default), Room (R2), ± 3% Accuracy, 10,000 Ohm Thermistor (E1), w/ Override | 260
134101 | Q5-CO2-20V-O-X | Smart Sensor, Carbon Dioxide, 0-20% Volume, 3 SPDT Relays, NEMA 4X, 4-20mA, 2-10V, or Modbus RTU | 1485
134114 | A/100-3W-DO-4"-10'CL2P | 100 Ohm (Three Wires) RTD, Duct, Without Box, 4", 10' Plenum Cable | 54
134142 | A/RH3-R2O | Relative Humidity, RH Outputs: 0-5, 0-10 VDC & 4-20mA (Default), Room (R2), ± 3% Accuracy, w/ Override | 250
134152 | QTS-17131X-SP00000 | Expl Proof Sensor, Propane, 0-100% LEL, 3-wire 4-20mA, Output, Sensor Guard | 1255
134171 | A/RH1-TT1K-R2-4 | Relative Humidity, RH Outputs: 0-5, 0-10 VDC & 4-20mA (Default), Room (R2), ± 1% Accuracy, Transmitter w/ 1,000 Ohm RTD, 4-20mA (Temp Output) | 655
134177 | A/10K-E1-RA-36"-GD | 10,000 Ohm (E1) Thermistor, Rigid Probe Averaging, 36", Galvanized Enclosure | 95
134193 | Q5-ETO-20P-O-X | Smart Sensor, Ethylene Oxide, 0-20 ppm, 3 SPDT Relays, NEMA 4X, 4-20mA, 2-10V, or Modbus RTU | 1590
134207 | TTL-232R-3V3 | ASENSE CO2 USB CAL CABLE | 50
134213 | TUCH2-10F2XXXXXX-210XXXXXX | LCD, RH2%, DEG F | 500
134215 | A/RH3-AN-BC-D | Relative Humidity, RH Outputs: 0-5, 0-10 VDC & 4-20mA (Default), Duct, ± 3% Accuracy, 10,000 Ohm Thermistor w/11K Shunt, Euro Enclosure | 260
134216 | A/RH2-AN-BC-D | Relative Humidity, RH Outputs: 0-5, 0-10 VDC & 4-20mA (Default), Duct, ± 2% Accuracy, 10,000 Ohm Thermistor w/11K Shunt, Euro Enclosure | 315
134219 | A/20K-FA-12'-BB | 20,000 Ohm Thermistor, Flexible Cable Averaging, 12', NEMA 3R Enclosure | 201.5
134220 | A/RH5-100KS-O | Relative Humidity, RH Outputs: 0-5, 0-10 VDC & 4-20mA (Default), Outside Air, ± 5% Accuracy, 100,000 Ohm Thermistor, Euro Enclosure | 206.4
134224 | A/1K-2W-DO-4"-10'CL2P | 1,000 Ohm (Two Wires) RTD, Duct, Without Box, 4", 10' Plenum Cable | 54
134225 | A/TT1K-RA-18"-4-BB-POTTED | Transmitter w/ 1,000 Ohm RTD , Rigid Probe Averaging, 18", NEMA 3R Enclosure, Potted Board, 4-20mA Output | 400
134237 | A/BALCO-O-4X | 1,000 Ohm Balco RTD, Outside Air, NEMA 4X Enclosure | 108
134238 | A/1K-NI-RA-36"-PB | 1,000 Ohm Nickel RTD, Rigid Probe Averaging, 36", Plastic Enclosure | 225
134241 | A/TT1K-LTS-2-GD-10' | Transmitter w/ 1,000 Ohm RTD, 2" Freezer Probe 316SS, Galvanized Enclosure, 10', 2-10VDC Output | 237
134247 | A/RH3-20K-O-4X | Relative Humidity, RH Outputs: 0-5, 0-10 VDC & 4-20mA (Default), Outside Air, ± 3% Accuracy, 20,000 Ohm Thermistor, NEMA 4X Enclosure | 286.5
134255 | A/100-2W-INW-2.5"-PB | 100 Ohm (Two Wires) RTD, Immersion, No Well, 2.5", Plastic Enclosure | 42
134262 | A/BALCO-D-12"-BB | 1,000 Ohm Balco RTD, Duct, 12", NEMA 3R Enclosure | 68.5
134268 | A/20K-A-24'-4X | 20,000 Ohm Thermistor, Copper Averaging, 24', NEMA 4X Enclosure | 218
134287 | A/TT1K-INW-4"-1-GD | Transmitter w/ 1,000 Ohm RTD, Immersion, No Well, 4", Galvanized Enclosure, 1-5VDC Output | 140
134294 | A/CSI-FA-24'-GD | 10,000 Ohm (CSI) Thermistor, Flexible Cable Averaging, 24', Galvanized Enclosure | 230
134320 | A/TT1K-INW-4"-4-PB | Transmitter w/ 1,000 Ohm RTD, Immersion, No Well, 4", Plastic Enclosure, 4-20mA Output | 144
134324 | A/TTM100-D-8"-4-EXPL | Transmitter w/ 100 Ohm RTD (NIST Cert), Hazardous, Duct, 8", 4-20mA Output | 655
134335 | A/TT100-INW-6"-4-PB | Transmitter w/ 100 Ohm RTD, Immersion, No Well, 6", Plastic Enclosure, 4-20mA Output | 144
134336 | Q5-CH3CO-100L-O-X | Smart Sensor, Acetone, 0-100% LEL, 3 SPDT Relays, NEMA 4X, 4-20mA, 2-10V, or Modbus RTU | 840
134343 | A/20K-DO-12"-10'CL2P | 20,000 Ohm Thermistor, Duct, Without Box, 12", 10' Plenum Cable | 42.5
134354 | Q5-H2S-25P-O-X | Smart Sensor, Hydrogen Sulphide, 0-25 ppm, 3 SPDT Relays, NEMA 4X, 4-20mA, 2-10V, or Modbus RTU | 1160
134391 | A/TT1K-R2S-4-55-85 | Transmitter w/ 1,000 Ohm RTD, Room (R2) w/ Setpoint, 4-20mA Output, 55-85 | 125
134396 | Q5-CO2-100V-O-X | Smart Sensor, Carbon Dioxide, 0-100% Volume, 3 SPDT Relays, NEMA 4X, 4-20mA, 2-10V, or Modbus RTU | 1485
134400 | A/AN-FA-24'-4X | 10,000 Ohm Thermistor (Type III), Flexible Cable Averaging, 24', NEMA 4X Enclosure | 263
134410 | A/AN-FRZ2"-4X-30' | 10,000 Ohm Thermistor (Type III), 2" Freezer Probe 316SS, NEMA 4X Enclosure, 30' | 148
134412 | A/1.8K-DO-4"-6'CL2P | 1,800 Ohm Thermistor, Duct, Without Box, 4", 6' Plenum Cable | 34.5
134415 | A/RH5-CP-R2O | Relative Humidity, RH Outputs: 0-5, 0-10 VDC & 4-20mA (Default), Room (R2), ± 5% Accuracy, 10K Ohm Thermistor (Type II), w/ Override | 207.2
134438 | A/RH3-1K-2W-R2 | Relative Humidity, RH Outputs: 0-5, 0-10 VDC & 4-20mA (Default), Room (R2), ± 3% Accuracy, 1,000 Ohm RTD (Two Wires) | 250
134439 | A/1K-3W-INW-2.5"-GD | 1,000 Ohm (Three Wires) RTD, Immersion, No Well, 2.5", Galvanized Enclosure | 42
134440 | A/20K-FA-8'-BB | 20,000 Ohm Thermistor, Flexible Cable Averaging, 8', NEMA 3R Enclosure | 191.5
134451 | A/RH2-1.8K-O-4X | Relative Humidity, RH Outputs: 0-5, 0-10 VDC & 4-20mA (Default), Outside Air, ± 2% Accuracy, 1.8K Ohm Thermistor, NEMA 4X Enclosure | 341.5
134458 | A/TTM100-D-12"-1-PB | Transmitter w/ 100 Ohm RTD (NIST Cert), Duct, 12", Plastic Enclosure, 1-5VDC Output | 174
134459 | A/TTM100-SP-1 | Transmitter w/ 100 Ohm RTD (NIST Cert), Stainless Steel, 1-5VDC Output | 174
134488 | 85930-018-001 | Smart Sensor replacement, Carbon Monoxide, 0-250 ppm | 115
134500 | A/TT1K-D-8"-2-EXPL | Transmitter w/ 1,000 Ohm RTD, Hazardous, Duct, 8", 2-10VDC Output | 625
134507 | A/TT1K-LTS-4-BB-30'-POTTED | Transmitter w/ 1,000 Ohm RTD, 2" Freezer Probe 316SS, NEMA 3R Enclosure, 30', 4-20mA Output, Potted Board | 297
134525 | 85930-017-018 | Smart Sensor replacement, Hydrogen, 0-100% LEL | 195
134529 | TUC2-AN-F1-1H-CO-C-X-X-X | LCD, SET, O/R, DEG F | 235
134539 | A/RH3-TT1K-D-4X-1 | Relative Humidity, RH Outputs: 0-5, 0-10 VDC & 4-20mA (Default), Duct, ± 3% Accuracy, Transmitter w/ 1,000 Ohm RTD, NEMA 4X Enclosure, 1-5VDC (Temp) | 375
134548 | A/TTM1K-R2-2 | Transmitter w/ 1,000 Ohm RTD (NIST Cert), Room (R2), 2-10VDC Output | 153
134559 | A/TTM100-LTS-4-GD-10' | Transmitter w/ 100 Ohm RTD (NIST Cert), 2" Freezer Probe 316SS, Galvanized Enclosure, 10', 4-20mA Output | 278
134580 | A/TT1K-I-2.5"-2-PB | Transmitter w/ 1,000 Ohm RTD, Immersion, Welded Well, 2.5", Plastic Enclosure, 2-10VDC Output | 175
134582 | A/RH2-CSI-R2 | Relative Humidity, RH Outputs: 0-5, 0-10 VDC & 4-20mA (Default), Room (R2), ± 2% Accuracy, 10,000 Ohm Thermistor (CSI) | 310
134584 | A/1K-NI-INW-6"-PB | 1,000 Ohm Nickel RTD, Immersion, No Well, 6", Plastic Enclosure | 35
134587 | A/AN-RA-18"-4X | 10,000 Ohm Thermistor (Type III), Rigid Probe Averaging, 18", NEMA 4X Enclosure | 123
134588 | A/TTM1K-INW-4"-4-PB | Transmitter w/ 1,000 Ohm RTD (NIST Cert), Immersion, No Well, 4", Plastic Enclosure, 4-20mA Output | 179
134589 | A/TTM1K-RA-18"-4-BB | Transmitter w/ 1,000 Ohm RTD (NIST Cert), Rigid Probe Averaging, 18", NEMA 3R Enclosure, 4-20mA Output | 426
134590 | RN (5.4K-6.9K) | Resistor Network (5.4K to 6.9K Ohms) | 45
134591 | RN (8.2K-9.68K) | Resistor Network (8.2K to 9.68K Ohms) | 45
134593 | A/RH3-1.8K-R2 | Relative Humidity, RH Outputs: 0-5, 0-10 VDC & 4-20mA (Default), Room (R2), ± 3% Accuracy, 1,800 Ohm Thermistor | 250
134609 | A/3K-FA-24'-GD | 3,000 Ohm Thermistor, Flexible Cable Averaging, 24', Galvanized Enclosure | 230
134617 | A/RH2-20K-O-SUN | Relative Humidity, RH Outputs: 0-5, 0-10 VDC & 4-20mA (Default), Outside Air, ± 2% Accuracy, 20,000 Ohm Thermistor, Sun Shield | 660
134674 | A/1K-2W-A-100'-BB | 1,000 Ohm (Two Wires) RTD, Copper Averaging, 100', NEMA 3R Enclosure | 551.5
134679 | A/1K-2W-DO-4"-6'CL2P | 1,000 Ohm (Two Wires) RTD, Duct, Without Box, 4", 6' Plenum Cable | 42
134713 | A/RH3-AN-D-4X | Relative Humidity, RH Outputs: 0-5, 0-10 VDC & 4-20mA (Default), Duct, ± 3% Accuracy, 10,000 Ohm Thermistor (Type III), NEMA 4X Enclosure | 276.5
134714 | A/1K-2W-O-SUN | 1,000 Ohm (Two Wires) RTD, Outside Air, Sun Shield | 400
134722 | A/3K-PO-6"-10'CL2P | 3,000 Ohm Thermistor, Probe Only, 6'', 10' Plenum Cable | 40
134761 | A/AN-BC-DO-12" | 10,000 Ohm Thermistor w/11K Shunt, Duct, Without Box, 12" | 24.5
134779 | FT2630AE-04 | Wireless, Temp, Immersion, 4", No Well, NEMA 4X Enclosure | 523
134784 | SST2630AE | Wireless, Temp, Strap on/Remote NEMA 4X Enclosure | 470
134785 | SST5630AE | Wireless, Wireless Low Temp, Strap on/Remote, NEMA 4X Enclosure | 765
134788 | WH2630BR | Wireless, RH/Temp, Room, Ruggedized Enclosure | 870
134801 | A/RH5-20K-R2O | Relative Humidity, RH Outputs: 0-5, 0-10 VDC & 4-20mA (Default), Room (R2), ± 5% Accuracy, 20,000 Ohm Thermistor, w/ Override | 207.2
134838 | A/1K-NI-DO-4"-120"CL2P-QC | 1,000 Ohm Nickel RTD, Duct, Without Box, 4", 120" Plenum Cable, Quick Connects | 72
134839 | A/CP-DO-8"-120"CL2P-QC | 10,000 Ohm Thermistor (Type II), Duct, Without Box, 8", 120" Plenum Cable, Quick Connects | 48.5
134847 | A/TTM100-D-8"-1-PB | Transmitter w/ 100 Ohm RTD (NIST Cert), Duct, 8", Plastic Enclosure, 1-5VDC Output | 174
134849 | A/10K-E1-D-18"-PB | 10,000 Ohm (E1) Thermistor, Duct, 18", Plastic Enclosure | 32
134864 | RT2630CE-AC-10 | Wireless, Input Module (4 Analog & 4 Digital Inputs), 0-20mA Input, 24VAC, Trans Interval 10 sec, NEMA 4X Enclosure | 616
134866 | A/TT1K-A-12'-1-BB | Transmitter w/ 1,000 Ohm RTD, Copper Averaging, 12', NEMA 3R Enclosure, 1-5VDC Output | 396
134959 | TUC2-16-C1-XX-XX-X-X-X-X | LCD, DEG C | 235
134963 | A/TT100-LTS-1-GD-10' | Transmitter w/ 100 Ohm RTD, 2" Freezer Probe 316SS, NEMA 4X Enclosure, 10', 1-5VDC Output | 230
134974 | A/RH2-RO | Relative Humidity, RH Outputs: 0-5, 0-10 VDC & 4-20mA (Default), Room (R), ± 2% Accuracy, w/ Override | 310
134976 | A/1K-NI-PO-12" | 1,000 Ohm Nickel RTD, Probe Only, 12" | 34
134980 | A/100KS-DO-12" | 100,000 Ohm Thermistor, Duct, Without Box, 12" | 24.5
134986 | RT2630BE-AC-10 | Wireless, Input Module (4 Analog & 4 Digital Inputs), 0-10V Input, 24VAC, Trans Interval 10 sec, NEMA 4X Enclosure | 616
134992 | A/1K-2W-A-100'-PB | 1,000 Ohm (Two Wires) RTD, Copper Averaging, 100', Plastic Enclosure | 535
134994 | WIRELESS CUSTOM PROGRAMMING | CUSTOMER SPECIFIC PROGRAMMING | 75
134997 | A/TTM1K-INW-4"-4-EXPL | Transmitter w/ 1,000 Ohm RTD (NIST Cert), Hazardous, Immersion, No Well, 4", 4-20mA Output | 655
134999 | A/1K-2W-INW-2.5"-4X | 1,000 Ohm (Two Wires) RTD, Immersion, No Well, 2.5", NEMA 4X Enclosure | 75
135011 | A/RH2-CP-R2L | Relative Humidity, RH Outputs: 0-5, 0-10 VDC & 4-20mA (Default), Room (R2), ± 2% Accuracy, 10K Ohm Thermistor (Type II), Custom Logo | 310
135014 | A/AN-BC-S-PB | 10,000 Ohm Thermistor w/11K Shunt, Strap On, Plastic Enclosure | 38
135022 | A/RH3-10KS-R2 | Relative Humidity, RH Outputs: 0-5, 0-10 VDC & 4-20mA (Default), Room (R2), ± 3% Accuracy, 10,000 Ohm Thermistor | 250
135027 | A/TT100-R2L-4 | Transmitter w/ 100 Ohm RTD, Room (R2), 4-20mA Output, Custom Logo | 118
135028 | ESENSE-OUTDOOR | Carbon Dioxide Sensor, 0-2000 PPM, Heated Enclosure w/ Thermostat, 0-10V or 2-10V/4-20mA Output | 715
135029 | A/RH3-100-2W-R2O | Relative Humidity, RH Outputs: 0-5, 0-10 VDC & 4-20mA (Default), Room (R2), ± 3% Accuracy, 100 Ohm RTD (Two Wires), w/ Override | 260
135048 | A/RH2-10K-E1-RO | Relative Humidity, RH Outputs: 0-5, 0-10 VDC & 4-20mA (Default), Room (R), ± 2% Accuracy, 10,000 Ohm Thermistor (E1), w/ Override | 320
135054 | A/3K-RA-48"-BB | 3,000 Ohm Thermistor, Rigid Probe Averaging, 48", NEMA 3R Ecnlosure | 121.5
135062 | A/TT1K-INW-6"-4-PB | Transmitter w/ 1,000 Ohm RTD, Immersion, No Well, 6", Plastic Enclosure, 4-20mA Output | 144
135075 | A/RH1-20K-R2 | Relative Humidity, RH Outputs: 0-5, 0-10 VDC & 4-20mA (Default), Room (R2), ± 1% Accuracy, 20,000 Ohm Thermistor | 560
135076 | B5-O2-25V-O-X | BACnet MSTP, Smart Sensor, Oxygen, 0-25% Volume, 3 SPDT Relays, NEMA 4X | 1100
135158 | A/RH5-SP-010 | Relative Humidity, RH Outputs: 0-10VDC, Wall Plate 304SS, ± 5% Accuracy, 0-10VDC Output | 206.4
135165 | Q5-H2S-100P-O-X | Smart Sensor, Hydrogen Sulphide, 0-100 ppm, 3 SPDT Relays, NEMA 4X, 4-20mA, 2-10V, or Modbus RTU | 1160
135166 | Q5-SO2-6P-O-X | Smart Sensor, Sulpher Dioxide, 0-6 ppm, 3 SPDT Relays, NEMA 4X, 4-20mA, 2-10V, or Modbus RTU | 1590
135184 | A/1K-3W-BP-20'CL2P | 1,000 Ohm (Three Wires) RTD, Bullet Probe, 1", 20' Plenum Cable | 69.5
135187 | A/TUCH2-1K NI-0017 | LCD, RH2%, SET, DEG F | 500
135189 | A/1K-2W-RA-18"-BB | 1,000 Ohm (Two Wires) RTD, Rigid Probe Averaging, 18", NEMA 3R Enclosure | 241.5
135193 | A/TT1K-LT-INW-4"-4-BB | Transmitter w/ 1,000 Ohm RTD, Low Temperature Immersion, No Well, 4", NEMA 3R Enclosure, 4-20mA Output | 378
135198 | A/TUCH2-0-10V-0036 | LCD, RH3%, SET, O/R, RJ6,DEG F | 466
135200 | A/TUC2-0-10V-0024 | 0-10VDC Output, Setpoint, w/ Override, LCD | 235
135203 | A/10K-E1-RA-48"-GD | 10,000 Ohm (E1) Thermistor, Rigid Probe Averaging, 48", Galvanized Enclosure | 105
135204 | A/10KS-O-4X | 10,000 Ohm Thermistor, Outside Air, NEMA 4X Enclosure | 61.5
135207 | A/TUC2-CP-0073 | 10,000 Ohm Thermistor (Type II), Setpoint, w/ Override, LCD | 235
135208 | RN (2K-80K) | Resistor Network (2K to 80K Ohms) | 45
135209 | A/TT1K-A-8'-2-GD | Transmitter w/ 1,000 Ohm RTD, Copper Averaging, 8', Galvanized Enclosure, 2-10VDC Output | 379
135210 | A/TT1K-D-6"-2-GD | Transmitter w/ 1,000 Ohm RTD, Duct, 6", Galvanized Enclosure, 2-10VDC Output | 144
135211 | A/100-2W-S-PB | 100 Ohm (Two Wires) RTD, Strap On, Plastic Box | 48
135212 | M-ANNUNCIATOR | M-Annunciator FOR M-Controller | 500
135213 | A/TT1K-I-4"-4-4X-POTTED | Transmitter w/ 1,000 Ohm RTD, Immersion, Welded Well, 4", NEMA 4X Enclosure, 4-20mA Output, Potted Board | 230
135214 | A/TT1K-I-2.5"-4-4X-POTTED | Transmitter w/ 1,000 Ohm RTD, Immersion, Welded Well, 2.5", NEMA 4X Enclosure, 4-20mA Output, Potted Board | 229
135216 | A/TT1K-R-2-EXPL | Transmitter w/ 1,000 Ohm RTD, Hazardous, Room (R), 2", 2-10VDC Output | 644
135219 | A/RH5-TT100-R2-2 | Relative Humidity, RH Outputs: 0-5, 0-10 VDC & 4-20mA (Default), Room (R2), ± 5% Accuracy, Transmitter w/ 100 Ohm RTD, 2-10VDC (Temp) | 288.7
135230 | 85930-018-005 | Smart Sensor replacement, Nitrogen Dioxide, 0-10 ppm | 115
135231 | A/TUC2-AN-0037 | 10,000 Ohm Thermistor (Type II), Setpoint, w/ Override, LCD | 235
135235 | A/TTM100-I-6"-4-4X | Transmitter w/ 100 Ohm RTD (NIST Cert), Immersion, Welded Well, 6", NEMA 4X Enclosure, 4-20mA Output | 237
135239 | A/10K-E1-DO-8"-10'CL2P | 10,000 Ohm (E1) Thermistor, Duct, Without Box, 8", 10' Plenum Cable | 42.5
135244 | A/20K-FA-8'-4X | 20,000 Ohm Thermistor, Flexible Cable Averaging, 8', NEMA 4X Enclosure | 208
135265 | A/1K-2W-DO-4"-20'CL2P | 1,000 Ohm (Two Wires) RTD, Duct, Without Box, 4", 20' Plenum Cable | 71
135275 | A/TUCH2-CP-0090 | LCD, RH2%, SET, DEG F | 500
135278 | A/100-2W-O-4X | 100 Ohm (Two Wires) RTD, Outside Air, NEMA 4X Enclosure | 88
135283 | A/TT1K-R2SO-4-C/W | Transmitter w/ 100 Ohm RTD, Room (R2) w/ Setpoint and Override, 4-20mA Output, C/W | 132
135293 | A/TUCH2-0-10V-0039 | LCD, RH2%, SET, O/R, DEG F | 500
135297 | A/RH1-TT1K-R2-2 | Relative Humidity, RH Outputs: 0-5, 0-10 VDC & 4-20mA (Default), Room (R2), ± 1% Accuracy, Transmitter w/ 1,000 Ohm RTD, 2-10VDC (Temp) | 655
135309 | A/RH3-1K-2W-RO | Relative Humidity, RH Outputs: 0-5, 0-10 VDC & 4-20mA (Default), Room (R), ± 3% Accuracy, 1,000 Ohm RTD (Two Wires) | 260
135311 | A/CSI-BP-10'CL2P | 10,000 Ohm (CSI) Thermistor, Bullet Probe, 1", 10' Plenum Cable | 40
135312 | A/CP-IM-4"-PB | 10,000 Ohm Thermistor (Type II), Immersion, Machined Well, 4", Plastic Enclosure | 80
135314 | A/TTM1K-LTS-2-GD-10' | Transmitter w/ 1,000 Ohm RTD (NIST Cert), 2" Freezer Probe 316SS, Galvanized Enclosure, 10', 2-10VDC Output | 278
135315 | A/AN-BC-O-BB | 10,000 Ohm Thermistor w/11K Shunt, Outside Air, NEMA 3R Enclosure | 45
135318 | A/10KS-INW-6"-PB | 10,000 Ohm Thermistor, Immersion, No Well, 6", Plastic Enclosure | 27
135324 | A/0.1CP-PO-4" | High Accuracy 10,000 Ohm Thermistor (Type II), Probe Only, 4" | 28.5
135325 | A/RH5-AN-SP-010 | Relative Humidity, RH Outputs: 0-10VDC, Wall Plate 304SS, ± 5% Accuracy, 10,000 Ohm Thermistor (Type III), 0-10VDC Output | 206.4
135328 | B5-CL2-5P-O-X | BACnet MSTP, Smart Sensor, Chlorine, 0-5 ppm, 3 SPDT Relays, NEMA 4X | 1100
135349 | A/TT100-INW-2.5"-4-4X | Transmitter w/ 100 Ohm RTD, Immersion, No Well, 2.5", NEMA 4X Enclosure, 4-20mA Output | 178
135351 | A/TT1K-R2S-4-C/W | Transmitter w/ 100 Ohm RTD, Room (R2) w/ Setpoint, 4-20mA Output, C/W | 122
135352 | RN (3K-12K) | Resistor Network (3K to 12K Ohms) | 45
135356 | A/CP-A-50'-4X | 10,000 Ohm Thermistor (Type II), Copper Averaging, 50', NEMA 4X Enclosure | 533
135361 | A/100-3W-INW-2.5"-BB | 100 Ohm (Three Wires) RTD, Immersion, No Well, 2.5", NEMA 3R Enclosure | 58.5
135362 | A/RH5-TT1K-D-4X-2 | Relative Humidity, RH Outputs: 0-5, 0-10 VDC & 4-20mA (Default), Duct, ± 5% Accuracy, Transmitter w/ 1,000 Ohm RTD, NEMA 4X Enclosure, 2-10VDC (Temp) | 317.5
135363 | B5-CH4-100L-O-X | BACnet MSTP, Smart Sensor, Methane, 0-100% LEL Volume, 3 SPDT Relays, NEMA 4X | 840
135364 | B5-C3H8-100L-O-X | BACnet MSTP, Smart Sensor, Propane, 0-100% LEL Volume, 3 SPDT Relays, NEMA 4X | 840
135365 | B5-C5H12-100L-O-X | BACnet MSTP, Smart Sensor, Iso-Pentane, 0-100% LEL Volume, 3 SPDT Relays, NEMA 4X | 840
135375 | A/TUCH2-1K NI-0018 | LCD, RH2%, DEG F | 500
135384 | A/TUC2-1.8K-0006 | 1,800 Ohm Thermistor, Setpoint, w/ Override, LCD | 235
135389 | A/TUC2-4-20MA-0014 | 4-20mA Output, Setpoint, w/ Override, LCD | 235
135390 | A/TUC2-4-20MA-0015 | 4-20mA Output, Setpoint, LCD | 235
135391 | A/TUCH2-1K NI-0019 | LCD, RH2%, O/R, DEG F | 500
135399 | VPT KIT | Velocity Pitot Tube, Aluminum, 8” Tube (2), with 1/8"ID X 1/4"OD X 10' Tubing (2) | 28
135403 | AUD2 | Floating Point Input (5 sec), Analog Output, (15, 30, 90 sec Selectable), Resets to Midpoint on Startup | 148
135406 | A/10K-E1-PO-2"-20'CL2P | 10,000 Ohm (E1) Thermistor, Probe Only, 2", 20' Plenum Cable | 55
135413 | A/TUC2-AN-0039 | 10,000 Ohm Thermistor (Type II), Setpoint, w/ Override, LCD | 235
135414 | A/10KS-A-8'-BB | 10,000 Ohm Thermistor, Copper Averaging, 8', NEMA 3R Enclosure | 131.5
135418 | A/TUC2-4-20MA-0016 | 4-20mA Output, Setpoint, w/ Override, LCD | 235
135429 | A/TT100-LTS-2-GD-10' | Transmitter w/ 100 Ohm RTD, 2" Freezer Probe 316SS, Galvanized Enclosure, 10', 2-10VDC Output | 230
135454 | A/100-2W-BBS | 100 Ohm (Two Wires) RTD, Flush Mount Button, Brass | 85
135456 | A/1K-3W-S-4X | 1,000 Ohm (Three Wires) RTD, Strap On, NEMA 4X Enclosure | 81
135457 | A/RH2-1.8K-O | Relative Humidity, RH Outputs: 0-5, 0-10 VDC & 4-20mA (Default), Outside Air, ± 2% Accuracy, 1.8K Ohm Thermistor, Euro Housing | 325
135458 | TSENSE-LCD | Carbon Dioxide Sensor, Analog, Modbus, or BACnet, RH/TEMP, RELAY, LCD | 580
135459 | TSENSE | Carbon Dioxide Sensor, Analog, Modbus, or BACnet, RH/TEMP, RELAY | 495
135470 | A/AN-BC-FA-8'-GD | 10,000 Ohm Thermistor w/11K Shunt, Flexible Cable Averaging, 8', Galvanized Enclosure | 175
135473 | A/TUCH2-CP-0094 | LCD, RH2%, O/R, DEG F | 500
135474 | A/TUCH2-CP-0095 | LCD, RH2%, SET, O/R, DEG F | 500
135476 | A/TT1K-A-100'-4-BB | Transmitter w/ 1,000 Ohm RTD, Copper Averaging, 100', NEMA 3R Enclosure, 4-20mA Output | 727
135481 | A/TUC2-20K-0011 | 20,000 Ohm Thermistor, Setpoint, LCD | 235
135488 | A/10K-E1-I-2.5"-4X | 10,000 Ohm (E1) Thermistor, Immersion, Welded Well, 2.5", NEMA 4X Enclosure | 91
135490 | A/TUCH2-0-10V-0041 | LCD, RH2%, SET, DEG F | 500
135494 | A/TUC2-CP-0078 | 10,000 Ohm Thermistor (Type II), Setpoint | 235
135495 | A/TUCH2-CP-0096 | LCD, RH3%, SET, DEG C | 450
135506 | A/100-3W-INW-2.5"-4X | 100 Ohm (Three Wires) RTD, Immersion, No Well, 2.5", NEMA 4X Enclosure | 75
135525 | A/RH1-TT100-D-4X-4 | Relative Humidity, RH Outputs: 0-5, 0-10 VDC & 4-20mA (Default), Duct, ± 1% Accuracy, Transmitter w/ 100 Ohm RTD, NEMA 4X Enclosure, 4-20mA (Temp) | 681.5
135561 | A/TUC2-4-20MA-0017 | 4-20mA Output, Setpoint, LCD | 235
135566 | A/RH3-AN-SP-010 | Relative Humidity, RH Outputs: 0-10VDC, Wall Plate 304SS, ± 3% Accuracy, 10,000 Ohm Thermistor (Type III), 0-10VDC Output | 270
135580 | A/TTM1K-RA-18"-4-GD | Transmitter w/ 1,000 Ohm RTD (NIST Cert), Rigid Probe Averaging, 18", Galvanized Enclosure, 4-20mA Output | 409
135583 | A/1K-3W-HT-DO-4" | 1,000 Ohm (Three Wires) RTD, High Temperature Duct, Without Box, 4", 316SS | 125
135588 | A/TUC2-CP-0079 | 10,000 Ohm Thermistor (Type II), Setpoint, w/ Override, LCD | 235
135589 | A/1K-2W-RA-36"-BB | 1,000 Ohm (Two Wires) RTD, Rigid Probe Averaging, 36", NEMA 3R Enclosure | 241.5
135599 | A/CSI-O-SUN | 10,000 Ohm (CSI) Thermistor, Outside Air, Sun Shield | 400
135605 | PAM-3 | Multi-Voltage Control Relay, 9 to 40 VDC (19.3mA), Form 1A (SPST) | 20
135607 | A/10K-E1-FA-8'-GD | 10,000 Ohm (E1) Thermistor, Flexible Cable Averaging, 8', Galvanized Enclosure | 175
135613 | A/GP 20'HARNESS | GP Harness, 20' (6.1m) | 60
135614 | A/GP 6'HARNESS | GP Harness, 6'(1.83m) | 32
135624 | A/TUC2-CP-0082 | 10,000 Ohm Thermistor (Type II), Setpoint, w/ Override, LCD | 235
135649 | A/TUC2-AN-0040 | 10,000 Ohm Thermistor (Type II), Setpoint, LCD | 235
135658 | A/TUCH2-CP-0098 | LCD, RH3%, SET, O/R, DEG F | 450
135660 | A/TT100-HT-INW-2.5"-4-GD | Transmitter w/ 100 Ohm RTD, High Temperature Immersion, No Well, 2.5" 316SS, Galvanized Enclosure, 4-20mA Output | 327
135701 | A/TUC2-3K-0003 | 3,000 Ohm Thermistor, Setpoint, w/ Override, LCD | 235
135703 | A/GP 30'HARNESS | GP Harness, 30'(9.1m) | 80
135712 | A/20K-DO-6"-20'CL2P | 20,000 Ohm Thermistor, Duct, Without Box, 6", 20' Plenum Cable | 58.5
135714 | A/TTM1K-INW-2.5"-4-PB | Transmitter w/ 1,000 Ohm RTD (NIST Cert), Immersion, No Well, 2.5", Plastic Enclosure, 4-20mA Output | 179
135721 | A/TUC2-CP-0084 | 10,000 Ohm Thermistor (Type II), Setpoint, w/ Override, LCD | 235
135729 | A/1K-NI-D-6"-BB | 1,000 Ohm Nickel RTD, Duct, 6", NEMA 3R Enclosure | 51.5
135730 | A/10K-E1-I-2.5"-GD | 10,000 Ohm (E1) Thermistor, Immersion, Welded Well, 2.5", Galvanized Enclosure | 58
135734 | A/3K-DO-12"-6'CL2P | 3,000 Ohm Thermistor, Duct, Without Box, 12", 6' Plenum Cable | 34.5
135743 | A/TTM1K-A-8'-4-GD | Transmitter w/ 1,000 Ohm RTD (NIST Cert), Copper Averaging, 8', Galvanized Enclosure, 4-20mA Output | 414
135747 | GP(0-100G)-20-P | Gage Pressure with Packard Connector, 0 to 100 psig, 4-20mA | 285
135748 | GP(0-200G)-20-P | Gage Pressure with Packard Connector, 0 to 200 psig, 4-20mA | 285
135749 | GP(0-300G)-20-P | Gage Pressure with Packard Connector, 0 to 300 psig, 4-20mA | 285
135750 | GP(0-500S)-20-P | Gage Pressure with Packard Connector, 0 to 500 psis, 4-20mA | 285
135751 | GP(0-15G)-20-P | Gage Pressure with Packard Connector, 0 to 15 psig, 4-20mA | 285
135757 | A/TUCH2-0-10V-0044 | LCD, RH3%, SET, O/R, DEG F | 450
135758 | A/TUCH2-CP-0091 | LCD, RH3%, SET, O/R, DEG F | 450
135770 | A/RH5-AN-BC-D | Relative Humidity, RH Outputs: 0-5, 0-10 VDC & 4-20mA (Default), Duct, ± 5% Accuracy, 10,000 Ohm Thermistor w/11K Shunt, Euro Enclosure | 206.4
135773 | A/100KS-PBS | 100,000 Ohm Thermistor, Flush Mount Button, Plastic | 50
135775 | A/1K-2W-A-8'-4X | 1,000 Ohm (Two Wires) RTD, Copper Averaging, 8', NEMA 4X Enclosure | 248
135776 | A/TT1K-HT-D-4"-2-BB | Transmitter w/ 1,000 Ohm RTD, High Temperature Duct, 4" 316SS, NEMA 3R Enclosure, 2-10VDC Output | 334
135820 | A/TUCH2-AN-0035 | LCD, RH2%, SET, DEG C | 500
135821 | A/TTM1K-IM-2.5"-4-PB | Transmitter w/ 1,000 Ohm RTD (NIST Cert), Immersion, Machined Well, 2.5", Plastic Enclosure, 4-20mA Output | 227
135822 | A/TTM1K-IM-4"-4-PB | Transmitter w/ 1,000 Ohm RTD (NIST Cert), Immersion, Machined Well, 4", Plastic Enclosure, 4-20mA Output | 230
135825 | A/TTM1K-IM-4"-4-GD | Transmitter w/ 1,000 Ohm RTD (NIST Cert), Immersion, Machined Well, 4", Galvanized Enclosure, 4-20mA Output | 230
135826 | A/TTM1K-IM-6"-4-GD | Transmitter w/ 1,000 Ohm RTD (NIST Cert), Immersion, Machined Well, 6", Galvanized Enclosure, 4-20mA Output | 237
135827 | A/TTM1K-IM-2.5"-4-BB | Transmitter w/ 1,000 Ohm RTD (NIST Cert), Immersion, Machined Well, 2.5", NEMA 3R Enclosure, 4-20mA Output | 244
135828 | A/TTM1K-IM-4"-4-BB | Transmitter w/ 1,000 Ohm RTD (NIST Cert), Immersion, Machined Well, 4", NEMA 3R Enclosure, 4-20mA Output | 247
135829 | A/TTM1K-IM-6"-4-BB | Transmitter w/ 1,000 Ohm RTD (NIST Cert), Immersion, Machined Well, 6", NEMA 3R Enclosure, 4-20mA Output | 244
135834 | A/TT1K-S-2-PB | Transmitter w/ 1,000 Ohm RTD, Strap On, Plastic Enclosure, 2-10VDC Output | 146
135842 | A/TUC2-20K-0012 | 20,000 Ohm Thermistor, Setpoint, w/ Override, LCD | 235
135845 | A/RH2-1K-2W-O-SUN | Relative Humidity, RH Outputs: 0-5, 0-10 VDC & 4-20mA (Default), Outside Air, ± 2% Accuracy, 1,000 Ohm RTD (Two Wires), Sun Shield | 660
135854 | A/TT1K-O-4-EH | Transmitter w/ 1,000 Ohm RTD, Outside Air, 4-20mA Output | 158
135856 | A/TT100-O-4-EH | Transmitter w/ 100 Ohm RTD, Outside Air, Euro Enclosure, 4-20mA Output | 158
135861 | RN (16-100) | Resistor Network (16 to 100 Ohms) | 45
135874 | A/RH3-1K-2W-D-4X | Relative Humidity, RH Outputs: 0-5, 0-10 VDC & 4-20mA (Default), Duct, ± 3% Accuracy, 1,000 Ohm (Two Wires) RTD, NEMA 4X Enclosure | 276.5
135883 | RN (900-1100) | Resistor Network (900 to 1100 Ohms) | 45
135904 | A/TUCH2-CP-0101 | LCD, RH3%, SET, DEG F | 450
135910 | A/RH2-100-2W-R2 | Relative Humidity, RH Outputs: 0-5, 0-10 VDC & 4-20mA (Default), Room (R2), ± 2% Accuracy, 100 Ohm RTD (Two Wires) | 310
135915 | A/TT100-I-6"-4-PB | Transmitter w/ 100 Ohm RTD, Immersion, Welded Well, 6", Plastic Enclosure, 4-20mA Output | 170
135920 | A/TUCH2-4-20MA-0028 | LCD, RH3%, SET, DEG F | 450
135923 | A/20K-INW-2.5"-4X | 20,000 Ohm Thermistor, Immersion, No Well, 2.5", NEMA 4X Enclosure | 60
135936 | A/TT1K-BP-4-4X-20'CL2P | Transmitter w/ 1,000 Ohm RTD, Bullet Probe, 1", 20' Plenum Cable, NEMA 4X Enclosure, 4-20mA Output | 201
136018 | A/100' TUBE | Clear Tubing, 3/16"ID X 100' PVC Tubing | 58
136020 | A/TUCH2-4-20MA-0029 | LCD, RH2%, SET, DEG F | 500
136021 | A/RH3-1K-NI-R2O | Relative Humidity, RH Outputs: 0-5, 0-10 VDC & 4-20mA (Default), Room (R2), ± 3% Accuracy, 1,000 Ohm Nickel RTD, w/ Override | 260
136022 | A/10K-E1-D-8"-EXPL | 10,000 Ohm (E1) Thermistor, Hazardous, Duct, 8" | 525
136033 | A/TTM1K-I-6"-4-PB | Transmitter w/ 1,000 Ohm RTD (NIST Cert), Immersion, Welded Well, 6", Plastic Enclosure, 4-20mA Output | 204
136036 | RN (15K-98.8K) | Resistor Network (15K to 98.8K Ohms) | 45
136040 | A/1K-2W-RA-12"-4X | 1,000 Ohm (Two Wires) RTD, Rigid Probe Averaging, 12", NEMA 4X Enclosure | 258
136041 | A/RH1-100-2W-O | Relative Humidity, RH Outputs: 0-5, 0-10 VDC & 4-20mA (Default), Outside Air, ± 1% Accuracy, 100 Ohm RTD (Two Wires), Euro Enclosure | 584
136043 | A/RH2-10KS-D | Relative Humidity, RH Outputs: 0-5, 0-10 VDC & 4-20mA (Default), Duct, ± 2% Accuracy, 10,000 Ohm Thermistor, Euro Enclosure | 315
136050 | A/1K-2W-A-50'-4X | 1,000 Ohm (Two Wires) RTD, Copper Averaging, 50', NEMA 4X Enclosure | 408
136063 | A/RH3-1K-NI-O-4X | Relative Humidity, RH Outputs: 0-5, 0-10 VDC & 4-20mA (Default), Outside Air, ± 3% Accuracy, 1,000 Ohm Nickel RTD, NEMA 4X Enclosure | 286.5
136064 | A/RH3-O-BB | Relative Humidity, RH Outputs: 0-5, 0-10 VDC & 4-20mA (Default), Outside Air, ± 3% Accuracy, NEMA 3R | 260
136065 | A/TUCH2-1K NI-0022 | LCD, RH3%, SET, DEG F | 450
136066 | A/TUCH2-1K NI-0023 | LCD, RH3%, SET, DEG F | 450
136067 | A/100KS-D-4"-BB | 100,000 Ohm Thermistor, Duct, 4", NEMA 3R Enclosure | 43.5
136071 | A/TT100-HT-D-18"-1-BB | Transmitter w/ 100 Ohm RTD, High Temperature Duct, 18" 316SS, 1-5VDC Output, NEMA 3R Enclosure | 339
136135 | RN (4622-11418) | Resistor Network (4,622 to 11,418 Ohms) | 45
136148 | QTS-17101X-S000000 | Expl Proof Sensor, Methane, 0-100% LEL, 4-20mA Output | 1090
136150 | QTS-61110X-S000000 | Toxic Gas Sensor, Hydrogen Sulphide, Industrial 316 S.S., (NEMA 4X, 7, 9) | 1570
136151 | A/GLYCOL-3PT BRACKET | 304 SS Mounting Bracket, Screws, (for 8.5 oz. Nalgene Bottle) | 17
136192 | A/TUCH2-1K NI-0025 | LCD, RH3%, SET, DEG F | 450
136193 | RN (100-3.5K) | Resistor Network (100 to 3.5K Ohms) | 45
136230 | A/RH3-TT1K-R2-2 | Relative Humidity, RH Outputs: 0-5, 0-10 VDC & 4-20mA (Default), Room (R2), ± 3% Accuracy, Transmitter w/ 1,000 Ohm RTD, 2-10VDC (Temp Output) | 341.5
136235 | A/TT100-HT-D-12"-4-BB | Transmitter w/ 100 Ohm RTD, High Temperature Duct, 12" 316SS, 4-20mA Output, NEMA 3R Enclosure | 334
136250 | A/RH3-AN-D-BB | Relative Humidity, RH Outputs: 0-5, 0-10 VDC & 4-20mA (Default), Duct, ± 3% Accuracy, 10,000 Ohm Thermistor (Type III), NEMA 3R Enclosure | 260
136253 | A/TUC2-CP-0087 | 10,000 Ohm Thermistor (Type II), Setpoint, LCD | 235
136256 | A/TUCH2-CP-0104 | LCD, RH3%, SET, O/R, RJ4,DEG C | 466
136260 | A/RH1-20K-D | Relative Humidity, RH Outputs: 0-5, 0-10 VDC & 4-20mA (Default), Duct, ± 1% Accuracy, 20,000 Ohm Thermistor, Euro Enclosure | 574
136262 | QTS-61150X-E000000 | Toxic Gas Sensor, Nitrogen Dioxide, 0-6 PPM, 4-20mA Output, loop powered, Aluminum Sensor Housing | 1350
136265 | A/20K-FA-24'-BB | 20,000 Ohm Thermistor, Flexible Cable Averaging, 24', NEMA 3R Enclosure | 246.5
136269 | A/TUCH2-AN-0036 | LCD, RH3%, DEG C | 450
136286 | A/TUC2-CP-0089 | 10,000 Ohm Thermistor (Type II), Setpoint, LCD | 235
136287 | B5-H2S-25P-O-X | BACnet MSTP, Smart Sensor, Hydrogen Sulphide, 0-25 ppm, 3 SPDT Relays, NEMA 4X | 1160
136290 | A/TUCH2-AN-0037 | LCD, RH3%, SET, O/R, DEG F | 450
136299 | A/TUCH2-1K NI-0026 | LCD, RH2%, SET, RJ6, DEG F | 516
136311 | A/1K-3W-HT-INW-6"-BB | 1,000 Ohm (Three Wires) RTD, High Temperature Immersion, No Well, 6", NEMA 3R Enclosure | 186.5
136313 | A/TUC2-CP-0090 | 10,000 Ohm Thermistor (Type II), Setpoint, w/ Override, LCD | 235
136314 | A/TUC2-AN-0043 | 10,000 Ohm Thermistor (Type III), Setpoint, w/ Override, LCD | 235
136322 | A/RH2-TT1K-R2-2 | Relative Humidity, RH Outputs: 0-5, 0-10 VDC & 4-20mA (Default), Room (R2), ± 2% Accuracy, Transmitter w/ 1,000 Ohm RTD, 2-10VDC (Temp Output) | 400
136325 | A/TT100-INW-4"-4-4X-POTTED | Transmitter w/ 100 Ohm RTD, Immersion, No Well, 4", NEMA 4X Enclosure, 4-20mA Output, Potted Board | 198
136327 | A/RH2-TT100-D-BB-1 | Relative Humidity, RH Outputs: 0-5, 0-10 VDC & 4-20mA (Default), Duct, ± 2% Accuracy, Transmitter w/ 100 Ohm RTD, NEMA 3R Enclosure, 1-5VDC (Temp) | 413.5
136328 | A/TUC2-20K-0014 | 20,000 Ohm Thermistor, Setpoint, LCD | 235
136329 | QTS-17181X-S000000 | Expl Proof Sensor, Gasoline, 0-100% LEL, 3-wire 4-20mA Output | 1090
136337 | A/TUCH2-4-20MA-0031 | LCD, RH2%, SET, DEG F | 500
136341 | A/TT100-R2L-2 | Transmitter w/ 100 Ohm RTD, Room (R2), 2-10VDC Output, Custom Logo | 118
136342 | A/RH1-1K-NI-O | Relative Humidity, RH Outputs: 0-5, 0-10 VDC & 4-20mA (Default), Outside Air, ± 1% Accuracy, 1,000 Ohm Nickel RTD, Euro Enclosure | 584
136345 | A/RH3-10KS-D | Relative Humidity, RH Outputs: 0-5, 0-10 VDC & 4-20mA (Default), Duct, ± 3% Accuracy, 10,000 Ohm Thermistor, Euro Enclosure | 260
136346 | MSR-50RKAV/R/C | STROBE & SOUNDER CLR LENS RED PL | 230
136349 | A/TT100-BP-4-PB-20'CL2P | Transmitter w/ 100 Ohm RTD, Bullet Probe, 1", 20' Plenum Cable, Plastic Enclosure, 4-20mA Output | 167
136365 | A/1K-3W-R-EXPL | 1,000 Ohm (Three Wires) RTD, Hazardous, Room (R), 2" | 525
136370 | A/1K-NI-DO-8"-10'CL2P | 1,000 Ohm Nickel RTD, Duct, Without Box, 8", 10' Plenum Cable | 61
136372 | A/10K-E1-INW-4"-GD | 10,000 Ohm (E1) Thermistor, Immersion, No Well, 4", Galvanized Enclosure | 27
136373 | A/TT1K-HT-INW-6"-4-BB | Transmitter w/ 1,000 Ohm RTD, High Temperature Immersion, No Well, 6", NEMA 3R Enclosure, 4-20mA Output | 355
136384 | A/10K-E1-FA-24'-GD | 10,000 Ohm (E1) Thermistor, Flexible Cable Averaging, 24', Galvanized Enclosure | 230
136423 | A/3K-O-4X | 3,000 Ohm Thermistor, Outside Air, NEMA 4X Enclosure | 61.5
136427 | A/TT100-O-1-4X | Transmitter w/ 100 Ohm RTD, Outside Air, NEMA 4X Enclosure, 1-5VDC Output | 175
136430 | A/TUC2-AN-0044 | 10,000 Ohm Thermistor (Type III), Setpoint, LCD | 235
136431 | A/TUC2-4-20MA-0020 | 10,000 Ohm Thermistor (Type III), Setpoint, w/ Override, LCD, RJ4 | 251
136433 | A/1K-NI-IM-6"-BB | 1,000 Ohm Nickel RTD, Immersion, Machined Well, 6", NEMA 3R Enclosure | 101.5
136434 | A/RH5-TT1K-R2-2 | Relative Humidity, RH Outputs: 0-5, 0-10 VDC & 4-20mA (Default), Room (R2), ± 5% Accuracy, Transmitter w/ 1,000 Ohm RTD, 2-10VDC (Temp Output) | 288.7
136444 | A/TUCH2-CP-0105 | LCD, RH2%, SET, DEG F | 500
136466 | A/TUCH2-CP-0106 | LCD, RH2%, SET, DEG F | 500
136468 | A/AN-BC-IM-4"-BB | 10,000 Ohm Thermistor w/11K Shunt, Immersion, Machined Well, 4", NEMA 3R Enclosure | 96.5
136476 | FSIG-SLM500A | Streamline Horn and Strobe (Amber) | 432
136477 | FSIG-SLMBW-012-024GY | Wall Mount Base for FSIGSLM500 Series (Gray) | 47
136483 | A/RH1-10K-E1-D | Relative Humidity, RH Outputs: 0-5, 0-10 VDC & 4-20mA (Default), Duct, ± 1% Accuracy, 10,000 Ohm (E1) Thermistor, Euro Enclosure | 574
136488 | A/RH3-TTM1K-R-4 | Relative Humidity, RH Outputs: 0-5, 0-10 VDC & 4-20mA (Default), Room (R), ± 3% Accuracy (NIST Cert), Transmitter w/ 1,000 Ohm RTD (NIST Cert), 4-20mA (Temp Output) | 376.5
136491 | A/CP-PO-6"-10'CL2P | 10,000 Ohm Thermistor (Type II), Probe Only, 6'', 10' Plenum Cable | 40
136493 | B5-GENL-100L-VOC | BACnet MSTP, Smart Sensor, VOC's, 0-100% LEL Volume, 3 SPDT Relays, NEMA 4X | 840
136494 | A/AN-BC-D-12"-BB | 10,000 Ohm Thermistor w/11K Shunt, Duct, 12", NEMA 3R Enclosure | 43.5
136511 | A/100-3W-HT-I-2.5"-BB | 100 Ohm (Three Wires) RTD, High Temperature Immersion, 2.5" 316SS, NEMA 3R Enclosure | 217.5
136689 | A/10KS-INW-6"-BB | 10,000 Ohm Thermistor, Immersion, No Well, 6", NEMA 3R Enclosure | 43.5
136806 | A/RH3-AN-O-SUN | Relative Humidity, RH Outputs: 0-5, 0-10 VDC & 4-20mA (Default), Outside Air, ± 3% Accuracy, 10K Ohm Thermistor (Type III), Sun Shield | 550
136807 | A/RH3-AN-BC-R2 | Relative Humidity, RH Outputs: 0-5, 0-10 VDC & 4-20mA (Default), Room (R2), ± 3% Accuracy, 10,000 w/11K Shunt | 250
136812 | A/TTM100-IM-2.5"-4-4X | Transmitter w/ 100 Ohm RTD (NIST Cert), Immersion, Machined Well, 2.5", NEMA 4X Enclosure, 4-20mA Output | 261
136815 | A/TUCH2-CP-0107 | LCD, RH3%, SET, O/R, RJ4,DEG C | 466
136831 | A/10K-E1-BP-20'Z | 10,000 Ohm (E1) Thermistor, Bullet Probe, 1", 20' Zip Wire | 24.5
136846 | A/RH2-1K-NI-O-SUN | Relative Humidity, RH Outputs: 0-5, 0-10 VDC & 4-20mA (Default), Outside Air, ± 2% Accuracy, 1,000 Ohm Nickel RTD, Sun Shield | 660
136857 | A/10KS-I-6"-4X | 10,000 Ohm Thermistor, Immersion, Welded Well, 6", NEMA 4X Enclosure | 91
136860 | A/20K-DO-4"-20'CL2P | 20,000 Ohm Thermistor, Duct, Without Box, 4", 20' Plenum Cable | 58.5
136874 | QIRF-0R11X-0 | Refrigerant Sensor, R11, 0-1000 PPM, LCD, 3 SPDT Relays, NEMA 4X | 2500
136878 | A/AN-PO-4"-EXPL | 10,000 Ohm Thermistor (Type III), Hazardous, Probe Only, 4" | 75
136880 | B5C-CO-1000P-O-X | BACnet MSTP, Smart Sensor, Carbon Monoxide, 0-1000 ppm, 3 SPDT Relays, ETL, NEMA 4X | 840
136881 | A/RH5-CP-R-05 | Relative Humidity, RH Outputs: 0-5, 0-10 VDC & 4-20mA (Default), Room (R), ± 5% Accuracy, 10K Ohm Thermistor (Type II), 0-5VDC (RH) | 197.2
136882 | QTS-61160X-C000000 | Toxic Gas Sensor, Carbon Monoxide, 0-250 PPM, 4-20mA Output, loop powered, NEMA 1 | 1215
136887 | A/TUCH2-CP-0108 | LCD, RH2%, SET, O/R, DEG F | 500
136888 | 85930-018-201 | Smart Sensor replacment, Carbon Monoxide, 0-1000 ppm | 115
136889 | A/TUC2-20K-0015 | 20,000 Ohm Thermistor, Setpoint, LCD | 235
136900 | A/TUCH2-CP-0109 | LCD, RH2%, SET, O/R, DEG F | 500
136901 | A/RH1-CP-R2 | Relative Humidity, RH Outputs: 0-5, 0-10 VDC & 4-20mA (Default), Room (R2), ± 1% Accuracy, 10K Ohm Thermistor (Type II) | 560
136916 | B5-H2-1000P-O-X | BACnet MSTP, Smart Sensor, Hydrogen, 0-1000 ppm, 3 SPDT Relays, NEMA 4X | 1590
136927 | RN (240-730) | Resistor Network (240 to 730 Ohms) | 45
136929 | PS3037-S-N | Powerscout 3037 (3 Channel), Serial, No Display | 1105
136932 | PS3037-E-D | Powerscout 3037 (3 Channel), Ethernet & Serial, Display | 1471
136938 | A/AN-RA-12"-BB | 10,000 Ohm Thermistor (Type III), Rigid Probe Averaging, 12", NEMA 3R Enclosure | 106.5
136942 | CT-HSC-020-U | Standard Grade CT, Mini, Window Size: 0.4” (10.2 mm), Split Core, 0.25 to 40A Range, 333.3 mV @ 20A | 57
136943 | CT-HSC-050-U | Standard Grade CT, Mini, Window Size: 0.4” (10.2 mm), Split Core, 0.25 to 80A Range, 333.3 mV @ 50A | 57
136944 | CT-HMC-0100-U | Standard Grade CT, MIDI, Window Size: 1.0” (25.4 mm), Split Core, 1.0 to 200A Range, 333.3 mV @ 100A | 185
136945 | CT-HMC-0200-U | Standard Grade CT, MIDI, Window Size: 1.0” (25.4 mm), Split Core, 1.0 to 300A Range, 333.3 mV @ 200A | 185
136947 | CT-SCS-0100-U | Standard Grade CT, Small, Window Size: 0.75” (19.05 mm), Split Core, 2 to 130A Range, 333.3 mV @ 100A | 171
136948 | CT-SCM-0100-U | Standard Grade CT, Medium, Window Size: 1.25” (31.75 mm), Split Core, 5 to 130A Range, 333.3 mV @ 100A | 185
136949 | CT-SCM-0200-U | Standard Grade CT, Medium, Window Size: 1.25” (31.75 mm), Split Core, 4 to 260A Range, 333.3 mV @ 200A | 185
136950 | CT-SCM-0400-U | Standard Grade CT, Medium, Window Size: 1.25” (31.75 mm), Split Core, 8 to 520A Range, 333.3 mV @ 400A | 185
136951 | CT-SCM-0600-U | Standard Grade CT, Medium, Window Size: 1.25” (31.75 mm), Split Core, 12 to 780A Range, 333.3 mV @ 600A | 185
136952 | CT-SCL-0600-U | Standard Grade CT, Large, Window Size: 2.0” (50.8 mm), Split Core, 30 to 780A Range, 333.3 mV @ 600A | 209
136953 | CT-SCL-1000-U | Standard Grade CT, Large, Window Size: 2.0” (50.8 mm), Split Core, 20 to 1300A Range, 333.3 mV @ 1000A | 209
136954 | CT-R16-A4-U | Revenue Grade CT, Rocoil, 15.8" L, 131 mV /1000A @ 60 Hz | 366
136955 | CT-R24-A4-U | Revenue Grade CT, Rocoil, 23.6" L, 131 mV /1000A @ 60 Hz | 428
136956 | CT-R36-A4-U | Revenue Grade CT, Rocoil, 35.4" L, 131 mV /1000A @ 60 Hz | 657
136957 | CT-R47-A4-U | Revenue Grade CT, Rocoil, 47.2" L, 131 mV /1000A @ 60 Hz | 780
136960 | A/1K-2W-D-12"-EXPL | 1,000 Ohm (Two Wires) RTD, Hazardous, Duct, 12" | 525
136964 | A/TUCH2-1K NI-0027 | LCD, RH2%, O/R, DEG F | 500
136969 | A/TUC2-1.8K-0007 | 1,800 Ohm Thermistor, Setpoint, w/ Override, LCD | 235
136971 | 85930-016-000 | Smart Sensor replacement, Oxygen, 25% Volume | 450
136974 | A/RH3-TT1K-R2L-2 | Relative Humidity, RH Outputs: 0-5, 0-10 VDC & 4-20mA (Default), Room (R2), ± 3% Accuracy, Transmitter w/ 1,000 Ohm RTD, Custom Logo, 2-10VDC (Temp) | 341.5
136975 | A/TUC2-CP-0098 | 10,000 Ohm Thermistor (Type II), Setpoint, w/ Override, LCD | 235
136979 | A/100-2W-D-12"-4X | 100 Ohm (Two Wires) RTD, Duct, 12", NEMA 4X Enclosure | 75
136982 | A/10KS-I-4"-4X | 10,000 Ohm Thermistor, Immersion, Welded Well, 4", NEMA 4X Enclosure | 91
136990 | A/TUC2-1K-NI-0011 | 1,000 Ohm Nickel RTD, Setpoint, w/ Override, LCD, RJ4 | 251
136992 | A/1.8K-RA-36"-4X | 1,800 Ohm Thermistor, Rigid Probe Averaging, 36", NEMA 4X Enclosure | 128
136993 | A/TT1K-O-1-4X | Transmitter w/ 1,000 Ohm RTD, Outside Air, NEMA 4X Enclosure, 1-5VDC Output | 175
136995 | A/GP 40'HARNESS | GP Harness, 40'(12.2m) | 100
137003 | WT2630A-300 | Wireless, Temp, Room, Trans Interval 300 sec | 306
137004 | WT2630B-300 | Wireless, Temp, Room, Set Point, & Override, Trans Interval 300 sec | 339
137008 | A/1K-3W-HT-PO-6" | 1,000 Ohm (Three Wires) RTD, High Temperature Probe Only, 6" 316SS | 125
137009 | A/TUC2-AN-0049 | 10,000 Ohm Thermistor (Type III), Setpoint, w/ Override, LCD | 235
137010 | A/TUCH2-AN-0039 | LCD, RH3%, SET, O/R, DEG F | 450
137011 | TTL-232R-3V3-AJ | TSENSE CO2 USB CAL CABLE | 50
137013 | A/TUCH2-CP-0111 | LCD, RH3%, SET, O/R, DEG F | 450
137022 | RN (8.5K-11.5K) | Resistor Network (8.5K to 11.5K Ohms) | 45
137025 | A/TUC2-CP-0099 | 10,000 Ohm Thermistor (Type II), Setpoint, LCD | 235
137036 | A/TTM100-HT-D-8"-4-GD | Transmitter w/ 100 Ohm RTD (NIST Cert), High Temperature Duct, 8" 316SS, 4-20mA Output | 352
137041 | A/TUCH2-AN-0040 | LCD, RH3%, SET, DEG F | 450
137043 | A/TUC2-CP-0100 | 10,000 Ohm Thermistor (Type II), Setpoint, LCD | 235
137051 | A/20K-A-50'-4X | 20,000 Ohm Thermistor, Copper Averaging, 50', NEMA 4X Enclosure | 533
137059 | A/1K-NI-D-12"-EXPL | 1,000 Ohm Nickel RTD, Hazardous, Duct, 12" | 500
137068 | A/TUCH2-1035-0002 | LCD, RH3%, SET, O/R, DEG F | 450
137072 | A/RH3-CP-O-SUN | Relative Humidity, RH Outputs: 0-5, 0-10 VDC & 4-20mA (Default), Outside Air, ± 3% Accuracy, 10K Ohm Thermistor (Type II), Sun Shield | 550
137073 | A/CP-IM-4"-BB | 10,000 Ohm Thermistor (Type II), Immersion, Machined Well, 4", NEMA 3R Enclosure | 96.5
137074 | A/TUCH2-0-10V-0048 | LCD, RH2%, DEG F | 500
137075 | A/RH2-TT1K-R-2 | Relative Humidity, RH Outputs: 0-5, 0-10 VDC & 4-20mA (Default), Room (R), ± 2% Accuracy, Transmitter w/ 1,000 Ohm RTD, 2-10VDC (Temp) | 400
137079 | A/0.1CP-R2 | High Accuracy 10,000 Ohm Thermistor (Type II), Room (R2) | 30
137104 | A/0.25" SNUBBER WTR | Snubber (0.25"), 1/4"NPT, 316SS, Water / fluid | 25
137105 | A/0.25" SNUBBER A/G | Snubber (0.25"), 1/4" NPT, 316SS, Air and gas | 15
137114 | A/TT100-HT-D-12"-1-GD | Transmitter w/ 1,000 Ohm RTD, High Temperature Duct, 12" 316SS, Galvanized Enclosure, 1-5VDC Output | 318
137116 | A/10K-E1-D-18"-GD | 10,000 Ohm (E1) Thermistor, Duct, 18", Galvanized Enclosure | 32
137124 | A/TUCH2-CP-0113 | LCD, RH2%, SET, O/R, DEG F | 500
137132 | A/RH2-TT1K-D-4X-1 | Relative Humidity, RH Outputs: 0-5, 0-10 VDC & 4-20mA (Default), Duct, ± 2% Accuracy, Transmitter w/ 1,000 Ohm RTD, NEMA 4X (2G) Enclosure, 1-5VDC (Temp) | 430
137153 | A/TUCH2-0-10V-0049 | LCD, RH2%, SET, DEG F | 500
137158 | A/BALCO-I-2.5"-BB | 1,000 Ohm Balco RTD, Immersion, Welded Well, 2.5", NEMA 3R Enclosure | 99.5
137163 | 84330-101-000 | 8 Channel Analog Output Card, M-Controller | 310
137165 | A/AN-DO-12"-20'CL2P | 10,000 Ohm Thermistor (Type III), Duct, Without Box, 12", 20' Plenum Cable | 58.5
137166 | A/100-3W-HT-PO-6" | 100 Ohm (Three Wires) RTD, High Temperature Probe Only, 6" 316SS | 125
137173 | A/TUC2-AN-0054 | 10,000 Ohm Thermistor (Type III), Setpoint, w/ Override, LCD | 235
137176 | A/TT1K-LT-DO-8"-1-BB | Transmitter w/ 1,000 Ohm RTD, Low Temperature Duct, Without Box, 8", NEMA 3R Enclosure, 1-5VDC Output | 318
137179 | A/TTM1K-IM-6"-4-4X | Transmitter w/ 1,000 Ohm RTD (NIST Cert), Immersion, Machined Well, 6", NEMA 4X Enclosure, 4-20mA Output | 271
137186 | A/AN-BC-RA-48"-GD | 10,000 Ohm Thermistor w/11K Shunt, Rigid Probe Averaging, 48", Galvanized Enclosure | 105
137188 | A/AN-BC-RA-36"-GD | 10,000 Ohm Thermistor w/11K Shunt, Rigid Probe Averaging, 36", Galvanized Enclosure | 95
137189 | A/CSI-RA-18"-4X | 10,000 Ohm (CSI) Thermistor, Rigid Probe Averaging, 18", NEMA 4X Enclosure | 123
137215 | A/TT100-IM-6"-4-GD | Transmitter w/ 100 Ohm RTD, Immersion, Machined Well, 6", Galvanized Enclosure, 4-20mA Output | 202
137216 | A/TT100-IM-6"-4-4X | Transmitter w/ 100 Ohm RTD, Immersion, Machined Well, 6", NEMA 4X Enclosure, 4-20mA Output | 236
137229 | A/TUC2-0-10V-0029 | 0-10VDC Output, Setpoint, LCD | 235
137234 | A/CP-IM-2.5"-BB | 10,000 Ohm Thermistor (Type II), Immersion, Machined Well, 2.5", NEMA 3R Enclosure | 86.5
137237 | A/TT100-I-6"-2-4X | Transmitter w/ 100 Ohm RTD, Immersion, Welded Well, 6", NEMA 4X Enclosure, 2-10VDC Output | 203
137241 | A/RH1-TT1K-R-2 | Relative Humidity, RH Outputs: 0-5, 0-10 VDC & 4-20mA (Default), Room (R), ± 1% Accuracy, Transmitter w/ 1,000 Ohm RTD, 2-10VDC (Temp) | 655
137245 | A/SYPHON-90 | Syphon, ¼” MNPT, 90°, Schedule 40, 316 SS | 46
137246 | A/SYPHON-90-H | Syphon, ¼” MNPT, 90°, Schedule 80, 316 SS | 96
137247 | A/SYPHON-180 | Syphon, ¼” MNPT, 180°, Schedule 40, 316 SS | 51
137250 | A/SYPHON-270-H | Syphon, ¼” MNPT, 270°, Schedule 80, 316 SS | 133
137252 | A/AN-FA-8'-4X | 10,000 Ohm Thermistor (Type III), Flexible Cable Averaging, 8', NEMA 4X Enclosure | 208
137266 | A/TUCH2-CP-0114 | LCD, RH2%, SET, DEG F | 500
137275 | A/TT1K-LTS-2-BB-6' | Transmitter w/ 1,000 Ohm RTD, 2" Freezer Probe 316SS, NEMA 3R Enclosure, 6', 2-10VDC Output | 247
137285 | A/TUCH2-0-5V-0006 | LCD, RH2%, DEG F | 500
137291 | A/TT100-IM-2.5"-4-GD | Transmitter w/ 100 Ohm RTD, Immersion, Machined Well, 2.5", Galvanized Enclosure, 4-20mA Output | 192
137292 | A/TT100-IM-4"-4-GD | Transmitter w/ 100 Ohm RTD, Immersion, Machined Well, 4", Galvanized Enclosure, 4-20mA Output | 196
137295 | A/CO2-DUCT | Carbon Dioxide Sensor, Duct, 0-2000 PPM, (0-5V, 0-10V, 4-20mA) | 340
137297 | A/TUCH2-4-20MA-0036 | LCD, RH2%, DEG C | 500
137303 | A/BALCO-I-4"-4X | 1,000 Ohm Balco RTD, Immersion, Welded Well, 4", NEMA 4X Enclosure | 116
137304 | RN (7K-17K) | Resistor Network (7K to 17K Ohms) | 45
137306 | A/TT1K-INW-4"-2-4X-POTTED | Transmitter w/ 1,000 Ohm RTD, Immersion, No Well, 4", NEMA 4X Enclosure, 2-10VDC Output, Potted Board | 193
137315 | A/BALCO-A-24'-BB | 1,000 Ohm Balco RTD, Copper Averaging, 24', NEMA 3R Enclosure | 351.5
137317 | A/1K-3W-RA-36"-GD | 1,000 Ohm (Three Wires) RTD, Rigid Probe Averaging, 36", Galvanized Enclosure | 225
137329 | A/100-2W-D-6"-BB | 100 Ohm (Two Wires) RTD, Duct, 6", NEMA 3R Enclosure | 58.5
137333 | A/RH2-TTM1K-R2-2 | Relative Humidity, RH Outputs: 0-5, 0-10 VDC & 4-20mA (Default), Room (R2), ± 2% Accuracy (NIST Cert), Transmitter w/ 1,000 Ohm RTD (NIST Cert), 2-10VDC (Temp Output) | 436.5
137337 | A/TT1K-HT-INW-2.5"-4-BB | Transmitter w/ 1,000 Ohm RTD, High Temperature Immersion, No Well, 2.5", NEMA 3R Enclosure, 4-20mA Output | 355
137342 | A/TUCH2-4-20MA-0037 | LCD, RH2%, DEG F | 500
137370 | A/TT100-HT-INW-2.5"-4-BB | Transmitter w/ 100 Ohm RTD, High Temperature Immersion, No Well, 2.5", NEMA 3R Enclosure, 4-20mA Output | 345
137376 | A/BALCO-S-4X | 1,000 Ohm Balco RTD, Strap On, NEMA 4X Enclosure | 103
137377 | A/TUCH2-AN-0041 | LCD, RH2%, SET, DEG F | 500
137378 | A/3K-FA-8'-4X | 3,000 Ohm Thermistor, Flexible Cable Averaging, 8', NEMA 4X Enclosure | 208
137388 | RN (200-1200) | Resistor Network (200 to 1200 Ohms) | 45
137418 | A/TUCH2-CP-0115 | LCD, RH3%, SET, O/R, DEG F | 450
137419 | A/1.8K-O-BB | 1,800 Ohm Thermistor, Outside Air, NEMA 3R Enclosure | 45
137454 | A/AN-BC-O-4X | 10,000 Ohm Thermistor w/11K Shunt, Outside Air, NEMA 4X Enclosure | 61.5
137456 | A/TTM1K-A-8'-4-BB | Transmitter w/ 1,000 Ohm RTD (NIST Cert), Copper Averaging, 8', NEMA 3R Enclosure, 4-20mA Output | 431
137469 | A/TUCH2-0-10V-0050 | LCD, RH3%, DEG C | 450
137470 | A/1K-3W-A-24'-4X | 1,000 Ohm (Three Wires) RTD, Copper Averaging, 24', NEMA 4X Enclosure | 273
137471 | RN (33-303) | Resistor Network (33 to 303 Ohms) | 45
137472 | RN (100-1100) | Resistor Network (100 to 1100 Ohms) | 45
137473 | A/TT100-LTS-4-GD-30' | Transmitter w/ 100 Ohm RTD, 2" Freezer Probe 316SS, Galvanized Enclosure, 30', 4-20mA Output | 268
137474 | A/TUC2-CP-0104 | 10,000 Ohm Thermistor (Type II), Setpoint, LCD | 235
137485 | A/TT1K-RA-12"-4-PB | Transmitter w/ 1,000 Ohm RTD, Rigid Probe Averaging, 12", Plastic Enclosure, 4-20mA Output | 363
137490 | A/TUC2-ASI-0004 | 3,000 Ohm Thermistor, Setpoint, w/ Override, LCD | 235
137491 | A/TUC2-CP-0105 | 10,000 Ohm Thermistor (Type II), Setpoint, w/ Override, LCD | 235
137492 | A/1K-3W-LT-DO-12" | 1,000 Ohm (Three Wires) RTD, Low Temperature Duct Only, 12" 316SS | 180
137503 | A/TT1K-HT-O-1 | Transmitter w/ 1,000 Ohm RTD, High Temperature Outside Air, 1-5VDC Output | 302
137504 | A/TT100-R2-1 | Transmitter w/ 100 Ohm RTD, Room (R2), 1-5VDC Output | 118
137505 | A/TT100-D-8"-4-EXPL | Transmitter w/ 100 Ohm RTD, Hazardous, Duct, 8", 4-20mA Output | 644
137506 | A/TUCH2-3K-0001 | LCD, RH2%, SET, O/R, DEG F | 500
137510 | A/RH3-10K-E1-D-BB | Relative Humidity, RH Outputs: 0-5, 0-10 VDC & 4-20mA (Default), Duct, ± 3% Accuracy, 10,000 Ohm (E1) Thermistor, NEMA 3R Enclosure | 260
137512 | A/TT1K-LT-I-6"-4-GD | Transmitter w/ 1,000 Ohm RTD, Low Temperature Immersion, Welded Well, 6", Galvanized Enclosure, 4-20mA Output | 354
137514 | A/AN-RA-48"-4X | 10,000 Ohm Thermistor (Type III), Rigid Probe Averaging, 48", NEMA 4X Enclosure | 138
137521 | A/AN-RA-48"-GD | 10,000 Ohm Thermistor (Type III), Rigid Probe Averaging, 48", Galvanized Enclosure | 105
137525 | A/100-2W-O-SUN | 100 Ohm (Two Wires) RTD, Outside Air, Sun Shield | 400
137535 | A/RH2-20K-D-3.25"-4X | Relative Humidity, RH Outputs: 0-5, 0-10 VDC & 4-20mA (Default), Duct (3.25" SS), ± 3% Accuracy, 20,000 Ohm Thermistor, NEMA 4X Enclosure | 331.5
137537 | A/100-3W-HT-INW-4"-BB | 100 Ohm (Three Wires) RTD, High Temperature Immersion, No Well, 4", NEMA 3R Enclosure | 186.5
137545 | A/100KS-BP-20'CL2P | 100,000 Ohm Thermistor, Bullet Probe, 1", 20' Plenum Cable | 55
137558 | B5-H2-100L-O-X | BACnet MSTP, Smart Sensor, Hydrogen, 0-100% LEL, 3 SPDT Relays, NEMA 4X | 840
137560 | B5-NO-100P-O-X | BACnet MSTP, Smart Sensor, Nitric Oxide, 0-100 ppm, 3 SPDT Relays, NEMA 4X | 1590
137561 | QTS-17171X-S0F0000 | Expl Proof Sensor, Hydrogen, 0-100% LEL, 3-wire 4-20mA Output, Remote Cal Adapter | 1200
137562 | A/CO2-DUCT-C | Carbon Dioxide Sensor, Duct, 0-2000ppm (0-5V, 0-10V, or 4-20mA), w/Conduit Adaptor | 340
137565 | A/TUC2-CP-0107 | 10,000 Ohm Thermistor (Type II), Setpoint, w/ Override, LCD | 235
137568 | A/100KS-DO-4"-20'CL2P | 100,000 Ohm Thermistor, Duct, Without Box, 4", 20' Plenum Cable | 58.5
137571 | A/1K-NI-D-18"-BB | 1,000 Ohm Nickel RTD, Duct, 18", NEMA 3R Enclosure | 56.5
137580 | A/1.8K-INW-4"-4X | 1,800 Ohm Thermistor, Immersion, No Well, 4", NEMA 4X Enclosure | 60
137582 | A/TTM100-D-12"-2-PB | Transmitter w/ 100 Ohm RTD (NIST Cert), Duct, 12", Plastic Enclosure, 2-10VDC Output | 179
137585 | A/RH2-100-3W-D | Relative Humidity, RH Outputs: 0-5, 0-10 VDC & 4-20mA (Default), ± 2% Accuracy, 1,000 Ohm (Three Wires) RTD, Euro Enclosure | 315
137589 | A/RH2-1K-3W-R2 | Relative Humidity, RH Outputs: 0-5, 0-10 VDC & 4-20mA (Default), Room (R2), ± 2% Accuracy, 1,000 Ohm RTD (Three Wires) | 310
137590 | A/TUCH2-CP-0117 | LCD, RH3%, SET, DEG F | 450
137593 | A/20K-RA-24"-BB | 20,000 Ohm Thermistor, Rigid Probe Averaging, 24", NEMA 3R Enclosure | 111.5
137596 | A/TUCH2-1K NI-0028 | LCD, RH3%, SET, DEG F | 450
137598 | A/1K-NI-INW-6"-4X | 1,000 Ohm Nickel RTD, Immersion, No Well, 6", NEMA 4X Enclosure | 68
137599 | A/TT1K-R2SO-4 | Transmitter w/ 1,000 Ohm RTD, Room (R2) w/ Setpoint and Override, 4-20mA Output | 132
137602 | A/CP-DO-18"-20'CL2P | 10,000 Ohm Thermistor (Type II), Duct, Without Box, 18", 20' Plenum Cable | 58.5
137610 | A/TTM1K-IM-4"-4-4X | Transmitter w/ 1,000 Ohm RTD (NIST Cert), Immersion, Machined Well, 4", NEMA 4X Enclosure, 4-20mA Output | 263
137614 | A/TT1K-LTS-4-BB-10' | Transmitter w/ 1,000 Ohm RTD, 2" Freezer Probe 316SS, NEMA 3R Enclosure, 10', 4-20mA Output | 254
137618 | A/100-3W-IM-2.5"-GD | 100 Ohm (Three Wires) RTD, Immersion, Machined Well, 2.5", Galvanized Enclosure | 85
137619 | A/100-3W-IM-4"-GD | 100 Ohm (Three Wires) RTD, Immersion, Machined Well, 4", Galvanized Enclosure | 95
137625 | A/100KS-I-2.5"-BB | 100,000 Ohm Thermistor, Immersion, Welded Well, 2.5", NEMA 3R Enclosure | 74.5
137626 | A/TUCH2-CP-0118 | LCD, RH2%, SET, O/R, DEG F | 500
137627 | A/TUC2-CP-0110 | 10,000 Ohm Thermistor (Type II), Setpoint, w/ Override, LCD | 235
137630 | A/10K-E1-D-18"-EXPL | 10,000 Ohm (E1) Thermistor, Hazardous, Duct, 18" | 505
137637 | A/TUC2-AN-0056 | 10,000 Ohm Thermistor (Type III), Setpoint, w/ Override, LCD | 235
137645 | A/TUC2-0-10V-0030 | 0-10VDC Output, LCD | 235
137647 | A/1K-3W-HT-IM-4"-BB | 1,000 Ohm (Three Wires) RTD, High Temperature Immersion, Machined Well, 4" 316SS, NEMA 3R Enclosure | 239.5
137655 | 2.0 A-B USB CABLE | A-B Male USB Cable | 12
137656 | A/TTM100-I-4"-4-PB | Transmitter w/ 100 Ohm RTD (NIST Cert), Immersion, Welded Well, 4", Plastic Enclosure, 4-20mA Output | 210
137666 | A/RH2-20K-O-3.25"-EH | Relative Humidity, RH Outputs: 0-5, 0-10 VDC & 4-20mA (Default), Outside Air (3.25" SS), ± 2% Accuracy, 20,000 Ohm Thermistor, Euro Enclosure | 325
137671 | A/TUCH2-1K NI-0029 | LCD, RH2%, SET, O/R, DEG F | 500
137673 | A/AN-BC-D-6"-4X | 10,000 Ohm Thermistor w/11K Shunt, Duct, 6", NEMA 4X Enclosure | 60
137674 | A/CP-IM-6"-BB | 10,000 Ohm Thermistor (Type II), Immersion, Machined Well, 6", NEMA 3R Enclosure | 96.5
137677 | A/AN-IM-6"-BB | 10,000 Ohm Thermistor (Type III), Immersion, Machined Well, 6", NEMA 3R Enclosure | 96.5
137678 | A/AN-IM-4"-BB | 10,000 Ohm Thermistor (Type III), Immersion, Machined Well, 4", NEMA 3R Enclosure | 96.5
137679 | A/100-3W-IM-6"-4X | 100 Ohm (Three Wires) RTD, Immersion, Machined Well, 6", NEMA 4X Enclosure | 128
137680 | A/TUCH2-4-20MA-0038 | LCD, RH2%, SET, DEG F | 500
137683 | A/100-3W-IM-2.5"-4X | 100 Ohm (Three Wires) RTD, Immersion, Machined Well, 2.5", NEMA 4X Enclosure | 118
137692 | A/AN-BC-PO-8" | 10,000 Ohm Thermistor w/11K Shunt, Probe Only, 8" | 18.5
137693 | A/TUC2-AN-0059 | 10,000 Ohm Thermistor (Type III), Setpoint, w/ Override, LCD | 235
137701 | A/RH3-20K-O-SUN | Relative Humidity, RH Outputs: 0-5, 0-10 VDC & 4-20mA (Default), Outside Air, ± 3% Accuracy, 20,000 Ohm Thermistor, Sun Shield | 550
137702 | A/RH3-BALCO-O-4X | Relative Humidity, RH Outputs: 0-5, 0-10 VDC & 4-20mA (Default), Outside Air, ± 3% Accuracy, 1,000 Ohm Balco RTD, NEMA 4X Enclosure | 286.5
137710 | A/TT1K-RA-24"-4-BB | Transmitter w/ 1,000 Ohm RTD, Rigid Probe Averaging, 24", NEMA 3R Enclosure, 4-20mA Output | 391
137711 | 85930-017-016 | Smart Sensor replacement, Methane, 0-100% LEL | 195
137713 | QTS-61211X-E000000 | Toxic Gas Sensor, Hydrogen, 0-2000 PPM, 4-20mA Output loop powered, Industrial NEMA 4X, Aluminum Sensor Housing | 1590
137719 | A/100-3W-DO-6"-6'CL2P | 100 Ohm (Three Wires) RTD, Duct, Without Box, 6", 6' Plenum Cable | 50
137725 | A/TUC2-4-20MA-0023 | 4-20mA Output, Setpoint, LCD | 235
137731 | A/TT1K-LTS-1-GD-10' | Transmitter w/ 1,000 Ohm RTD, 2" Freezer Probe 316SS, Galvanized Enclosure, 10', 1-5VDC Output | 237
137734 | A/100-2W-BP-6'CL2P | 100 Ohm (Two Wire) RTD, Bullet Probe, 1", 6' Plenum Cable | 40.5
137745 | A/RH3-3K-O-BB | Relative Humidity, RH Outputs: 0-5, 0-10 VDC & 4-20mA (Default), Outside Air, ± 3% Accuracy, 3,000 Ohm Thermistor, NEMA 3R Enclosure | 270
137752 | A/AN-BC-O-SUN | 10,000 Ohm Thermistor w/11K Shunt, Outside Air, Sun Shield | 400
137753 | A/CP-IM-4"-4X | 10,000 Ohm Thermistor (Type II), Immersion, Machined Well, 4", NEMA 4X Enclosure | 113
137762 | A/TUC2-1K-NI-0012 | 1,000 Ohm Nickel RTD, Setpoint, LCD | 235
137764 | A/TT1K-D-4"-4-EXPL | Transmitter w/ 1,000 Ohm RTD, Hazardous, Duct, 4", 4-20mA Output | 644
137768 | A/TT100-LTS-2-GD-6' | Transmitter w/ 100 Ohm RTD, 2" Freezer Probe 316SS, Galvanized Enclosure, 6', 2-10VDC Output | 230
137771 | A/AN-IM-2.5"-PB | 10,000 Ohm Thermistor (Type III), Immersion, Machined Well, 2.5", Plastic Enclosure | 70
137773 | A/TT1K-LTS-1-BB-30' | Transmitter w/ 1,000 Ohm RTD, 2" Freezer Probe 316SS, NEMA 3R Enclosure, 30', 1-5VDC Output | 277
137787 | A/TTM1K-LTS-4-GD-50' | Transmitter w/ 1,000 Ohm RTD (NIST Cert), 2" Freezer Probe 316SS, Galvanized Enclosure, 50', 4-20mA Output | 310
137789 | B5-CO2-5V-O-X | BACnet MSTP, Smart Sensor, Carbon Dioxide, 0-5% Volume, 3 SPDT Relays, NEMA 4X | 1485
137793 | A/10K-E1-D-8"-BB | 10,000 Ohm (E1) Thermistor, Duct, 8", NEMA 3R Enclosure | 43.5
137794 | A/TTM1K-LT-D-8"-4-GD | Transmitter w/ 1,000 Ohm RTD (NIST Cert), Low Temperature Duct, 8" 316SS, Galvanized Enclosure, 4-20mA Output | 362
137807 | A/1K-2W-DO-6"-20'CL2P | 1,000 Ohm (Two Wires) RTD, Duct, Without Box, 6", 20' Plenum Cable | 71
137819 | A/100KS-FA-8'-PB | 100,000 Ohm Thermistor, Flexible Cable Averaging, 8', Plastic Enclosure | 175
137821 | A/TTM100-LTS-4-4X-30' | Transmitter w/ 100 Ohm RTD (NIST Cert), 2" Freezer Probe 316SS, NEMA 4X Enclosure, 30', 4-20mA Output | 328
137824 | A/AN-IM-4"-PB | 10,000 Ohm Thermistor (Type III), Immersion, Machined Well, 4", Plastic Enclosure | 80
137856 | A/TT1K-IM-2.5"-4-4X | Transmitter w/ 1,000 Ohm RTD, Immersion, Machined Well, 2.5", NEMA 4X Enclosure, 4-20mA Output | 226
137857 | A/RH5-1K-2W-R2 | Relative Humidity, RH Outputs: 0-5, 0-10 VDC & 4-20mA (Default), Room (R2), ± 5% Accuracy, 1,000 Ohm RTD (Two Wires) | 197.2
137861 | A/20K-IM-6"-BB | 20,000 Ohm Thermistor, Immersion, Machined Well, 6", NEMA 3R Enclosure | 96.5
137882 | A/RH3-1K-2W-O-SUN | Relative Humidity, RH Outputs: 0-5, 0-10 VDC & 4-20mA (Default), Outside Air, ± 3% Accuracy, 1,000 Ohm RTD (Two Wires), Sun Shield | 570
137885 | A/AN-BC-RA-36"-BB | 10,000 Ohm Thermistor w/11K Shunt, Rigid Probe Averaging, 36", NEMA 3R Enclosure | 111.5
137887 | A/RH5-TT1K-R2-1 | Relative Humidity, RH Outputs: 0-5, 0-10 VDC & 4-20mA (Default), Room (R2), ± 5% Accuracy, Transmitter w/ 1,000 Ohm RTD, 1-5VDC (Temp) | 288.7
137889 | A/TT1K-INW-6"-4-4X-POTTED | Transmitter w/ 1,000 Ohm RTD, Immersion, No Well, 6", NEMA 4X Enclosure, 4-20mA Output, Potted Board | 198
137890 | A/AN-FRZ2"-GD-30' | 10,000 Ohm Thermistor (Type III), 2" Freezer Probe 316SS, Galvanized Enclosure, 30' | 115
137892 | A/CP-IM-4"-EXPL | 10,000 Ohm Thermistor (Type II), Hazardous, Immersion, Machined Well, 4" | 541
137893 | A/TUC2-CP-0111 | 10,000 Ohm Thermistor (Type II), Setpoint, w/ Override, LCD | 235
137895 | A/RH2-SP-010 | Relative Humidity, RH Outputs: 0-10VDC, Wall Plate 304SS, ± 2% Accuracy, 0-10VDC Output | 315
137914 | A/AN-BC-IM-4"-PB | 10,000 Ohm Thermistor w/11K Shunt, Immersion, Machined Well, 4", Plastic Enclosure | 80
137921 | A/AN-BC-IM-2.5"-PB | 10,000 Ohm Thermistor w/11K Shunt, Immersion, Machined Well, 2.5", Plastic Enclosure | 70
137930 | A/TUC2-4-20MA-0024 | 4-20mA Output, Setpoint, LCD | 235
137941 | A/TT1K-D-4"-1-4X | Transmitter w/ 1,000 Ohm RTD, Duct, 4", NEMA 4X Enclosure, 1-5VDC Output | 173
137951 | A/20K-RA-12"-GD | 20,000 Ohm Thermistor, Rigid Probe Averaging, 12", Galvanized Enclosure | 90
137955 | A/AN-IM-6"-PB | 10,000 Ohm Thermistor (Type III), Immersion, Machined Well, 6", Plastic Enclosure | 80
137967 | A/TUCH2-CP-0121 | LCD, RH2%, SET, DEG F | 500
137975 | A/RH3-CP-D-4X | Relative Humidity, RH Outputs: 0-5, 0-10 VDC & 4-20mA (Default), Duct, ± 3% Accuracy, 10,000 Ohm Thermistor (Type II), NEMA 4X Enclosure | 276.5
137981 | A/RH5-1.8K-O | Relative Humidity, RH Outputs: 0-5, 0-10 VDC & 4-20mA (Default), Outside Air, ± 5% Accuracy, 1,800 Ohm Thermistor, Euro Enclosure | 206.4
137984 | A/20K-RA-12"-PB | 20,000 Ohm Thermistor, Rigid Probe Averaging, 12", Plastic Enclosure | 90
137985 | A/CP-IM-2.5"-PB | 10,000 Ohm Thermistor (Type II), Immersion, Machined Well, 2.5", Plastic Enclosure | 70
137990 | A/20K-D-18"-EXPL | 20,000 Ohm Thermistor, Hazardous, Duct, 18" | 525
138001 | A/TT1K-IM-4"-4-GD | Transmitter w/ 1,000 Ohm RTD, Immersion, Machined Well, 4", Galvanized Enclosure, 4-20mA Output | 196
138003 | A/TUCH2-1.8K-0006 | LCD, RH2%, SET, O/R, DEG F | 500
138008 | A/TT1K-LTS-2-BB-10' | Transmitter w/ 1,000 Ohm RTD, 2" Freezer Probe 316SS, NEMA 3R Enclosure, 10', 2-10VDC Output | 254
138012 | A/TUC2-AN-0069 | 10,000 Ohm Thermistor (Type II), Setpoint, LCD | 235
138014 | A/WPR2-100-10-LCD | Wet Differential Pressure, 0-10, 0-25, 0-50, 0-100 PSID (Default), 10' Cables, LCD, Outputs: 0-10 VDC (Default), 0-5 VDC, 4-20mA (Selectable) | 850
138018 | RN (2K-12K) | Resistor Network (2K to 12K Ohms) | 45
138019 | A/TUCH2-0-10V-0053 | LCD, RH3%, SET, DEG F | 450
138021 | A/RH2-1.8K-O-SUN | Relative Humidity, RH Outputs: 0-5, 0-10 VDC & 4-20mA (Default), Outside Air, ± 2% Accuracy, 1.8K Ohm Thermistor, Sun Shield | 660
138022 | RN (4630-6130) | Resistor Network (4,630 to 6,130 Ohms) | 45
138027 | A/100-2W-IM-4"-GD | 100 Ohm (Two Wires) RTD, Immersion, Machined Well, 4", Galvanized Enclosure | 95
138028 | A/100-2W-IM-6"-4X | 100 Ohm (Two Wires) RTD, Immersion, Machined Well, 6", NEMA 4X Enclosure | 128
138034 | A/CSI-PO-4"-20'CL2P | 10,000 Ohm (CSI) Thermistor, Probe Only, 4", 20' Plenum Cable | 52.5
138041 | A/WPR2-300-10-LCD | Wet Differential Pressure, 0-30, 0-75, 0-150, 0-300 PSID (Default), 10' Cables, LCD, Outputs: 0-10 VDC (Default), 0-5 VDC, 4-20mA (Selectable) | 850
138045 | A/TT1K-INW-2.5"-2-4X | Transmitter w/ 1,000 Ohm RTD, Immersion, No Well, 2.5", NEMA 4X Enclosure, 2-10VDC Output | 173
138046 | RN (0-300) | Resistor Network (0 to 300 Ohms) | 45
138047 | A/TUCH2-20K-0015 | LCD, RH2%, SET, DEG F | 500
138058 | RIM-5 | 12V/24VAC RELAY INTERFACE MOD | 65
138059 | A/TTM1K-R2-1 | Transmitter w/ 1,000 Ohm RTD (NIST Cert), Room (R2), 1-5VDC Output | 153
138060 | A/TUC2-0-10V-0033 | 0-10VDC Output, Setpoint, LCD | 235
138069 | Q5-GENL-100L-O-X-VOC | Smart Sensor, VOC's, 0-100% LEL, 3 SPDT Relays, NEMA 4X, 4-20mA, 2-10V, or Modbus RTU | 840
138070 | Q-CONTROLLERA-000 | Controller, 4 RS-485 ports, 4 SPDT Relays, 7" LCD touchscreen | 4000
138071 | AI-BOX-0 | 8 Channel Analog Input Module, Q-Controller | 400
138072 | BO-BOX-0 | 4 Channel Relay Output Module, Q-Controller | 400
138075 | A/3K-INW-6"-4X | 3,000 Ohm Thermistor, Immersion, No Well, 6", NEMA 4X Enclosure | 60
138079 | A/TTM1K-LTS-4-6' | Transmitter w/ 1,000 Ohm RTD (NIST Cert), 2" Freezer Probe 316SS, 6', 4-20mA Output | 270
138090 | RN (2100-2300) | Resistor Network (2100 to 2300 Ohms) | 45
138093 | A/TUCH2-AN-0044 | LCD, RH3%, SET, DEG F | 450
138105 | A/WPR2-100-20-LCD | Wet Differential Pressure, 0-10, 0-25, 0-50, 0-100 PSID (Default), 20' Cables, LCD, Outputs: 0-10 VDC (Default), 0-5 VDC, 4-20mA (Selectable) | 900
138106 | A/WPR2-300-20-LCD | Wet Differential Pressure, 0-30, 0-75, 0-150, 0-300 PSID (Default), 20' Cables, LCD, Outputs: 0-10 VDC (Default), 0-5 VDC, 4-20mA (Selectable) | 900
138107 | A/TT100-BP-4-4X-6'CL2P | Transmitter w/ 100 Ohm RTD, Bullet Probe, 1", 6' Plenum Cable, NEMA 4X Enclosure, 4-20mA Output | 170
138110 | A/10K-E1-A-50'-PB | 10,000 Ohm (E1) Thermistor, Copper Averaging, 50', Plastic Enclosure | 500
138113 | A/10KS-A-50'-GD | 10,000 Ohm Thermistor, Copper Averaging, 50', Galvanized Enclosure | 500
138114 | A/RH1-AN-BC-R2 | Relative Humidity, RH Outputs: 0-5, 0-10 VDC & 4-20mA (Default), Room (R2), ± 1% Accuracy, 10,000 Ohm Thermistor w/11K Shunt | 560
138152 | RN (6K-22.736K) | Resistor Network (6K to 22.736K Ohms) | 45
138155 | A/RH3-10K-E1-RO | Relative Humidity, RH Outputs: 0-5, 0-10 VDC & 4-20mA (Default), Room (R), ± 3% Accuracy, 10,000 Ohm Thermistor, w/ Override | 260
138166 | A/RH3-SP-010 | Relative Humidity, RH Outputs: 0-10 VDC, Wall Plate 304SS, ± 3% Accuracy, 0-10VDC Output | 260
138177 | RT2630C-AC-10 | Wireless, Input Module (4 Analog & 4 Digital Inputs), 0-20mA Input, 24VAC, Trans Interval 10 sec | 561
138179 | A/TT100-R-2-EXPL | Transmitter w/ 100 Ohm RTD, Hazardous, Room (R), 2", 2-10VDC Output | 644
138180 | A/WPR2-100-10 | Wet Differential Pressure, 0-10, 0-25, 0-50, 0-100 PSID (Default), 10' Cables, Outputs: 0-10 VDC (Default), 0-5 VDC, 4-20mA (Selectable) | 700
138189 | A/WPR2-100-20 | Wet Differential Pressure, 0-10, 0-25, 0-50, 0-100 PSID (Default), 20' Cables, Outputs: 0-10 VDC (Default), 0-5 VDC, 4-20mA (Selectable) | 750
138190 | A/WPR2-300-10 | Wet Differential Pressure, 0-30, 0-75, 0-150, 0-300 PSID (Default), 10' Cables, Outputs: 0-10 VDC (Default), 0-5 VDC, 4-20mA (Selectable) | 700
138191 | A/WPR2-300-20 | Wet Differential Pressure, 0-30, 0-75, 0-150, 0-300 PSID (Default), 20' Cables, Outputs: 0-10 VDC (Default), 0-5 VDC, 4-20mA (Selectable) | 750
138192 | RN (5250-6750) | Resistor Network (5250 to 6750 Ohms) | 45
138193 | A/1K-3W-D-18"-4X | 1,000 Ohm (Three Wires) RTD, Duct, 18", NEMA 4X Enclosure | 80
138200 | A/RH2-1K-2W-SP-010 | Relative Humidity, RH Outputs: 0-10 VDC, Wall Plate 304SS, ± 2% Accuracy, 1,000 Ohm RTD (Two Wires), 0-10VDC (RH) | 325
138211 | A/CP-PO-4"-EXPL | 10,000 Ohm Thermistor (Type II), Hazardous, Probe Only, 4" | 75
138213 | A/AN-BC-I-6"-4X | 10,000 Ohm Thermistor w/11K Shunt, Immersion, Welded Well, 6", NEMA 4X Enclosure | 87
138214 | A/RH2-AN-BC-O-SUN | Relative Humidity, RH Outputs: 0-5, 0-10 VDC & 4-20mA (Default), Outside Air, ± 2% Accuracy, 10,000 Ohm Thermistor w/ 11K Shunt, Sun Shield | 660
138217 | A/0.1CP-INW-4"-GD | High Accuracy 10,000 Ohm Thermistor (Type II), Immersion, No Well, 4", Galvanized Enclosure | 37
138218 | A/0.1CP-INW-6"-GD | High Accuracy 10,000 Ohm Thermistor (Type II), Immersion, No Well, 6", Galvanized Enclosure | 37
138220 | A/0.1CP-INW-2.5"-GD | High Accuracy 10,000 Ohm Thermistor (Type II), Immersion, No Well, 2.5", Galvanized Enclosure | 37
138226 | A/RH2-CP-SP-010 | Relative Humidity, RH Outputs: 0-10VDC, Wall Plate 304SS, ± 2% Accuracy, 10,000 Ohm Thermistor (Type II), 0-10VDC | 325
138227 | A/TT1K-IM-2.5"-4-PB | Transmitter w/ 1,000 Ohm RTD, Immersion, Machined Well, 2.5", Plastic Enclosure, 4-20mA Output | 192
138230 | A/RH3-CP-SP-010 | Relative Humidity, RH Outputs: 0-10 VDC, Wall Plate 304SS, ± 3% Accuracy, 10,000 Ohm Thermistor (Type II), 0-10VDC | 270
138234 | A/TUC2-0-10V-0035 | 0-10VDC Output, LCD | 235
138235 | A/AN-BC-INW-2.5"-GD | 10,000 Ohm Thermistor w/11K Shunt, Immersion, No Well, 2.5", Galvanized Enclosure | 27
138265 | A/RH2-100-3W-SP-010 | Relative Humidity, RH Outputs: 0-10VDC, Wall Plate 304SS, ± 2% Accuracy, 100 Ohm RTD (Three Wires), 0-10VDC Output | 325
138289 | A/TT1K-O-1-EH | Transmitter w/ 1,000 Ohm RTD, Outside Air, Euro Enclosure, 1-5VDC Output | 158
138290 | A/100-2W-INW-4"-BB | 100 Ohm (Two Wires) RTD, Immersion, No Well, 4", NEMA 3R Enclosure | 58.5
138291 | A/RH5-SP-05 | Relative Humidity, RH Outputs: 0-5 VDC, Wall Plate 304SS, ± 5% Accuracy, 0-5VDC Output | 206
138303 | A/100-3W-INW-2.5"-GD | 100 Ohm (Three Wires) RTD, Immersion, No Well, 2.5", Galvanized Enclosure | 42
138308 | A/AN-IM-4"-4X | 10,000 Ohm Thermistor (Type III), Immersion, Machined Well, 4", NEMA 4X Enclosure | 113
138315 | A/RH2-AN-SP-05 | Relative Humidity, RH Outputs: 0-5VDC, Wall Plate 304SS, ± 2% Accuracy, 10,000 Ohm Thermistor (Type III), 0-5VDC Output | 325
138320 | A/RH2-1.8K-SP-010 | Relative Humidity, RH Outputs: 0-10 VDC (Default), Wall Plate 304SS, ± 2% Accuracy, 1,800 Ohm Thermistor, 0-10VDC Output | 325
138323 | A/TUCH2-CP-0123 | LCD, RH2%, SET, DEG F | 500
138325 | A/RH5-1K-2W-SP-010 | Relative Humidity, RH Outputs: 0-10 VDC, Wall Plate 304SS, ± 5% Accuracy, 1,000 Ohm RTD (Two Wires), 0-10VDC | 206.4
138330 | A/100KS-FA-8'-GD | 100,000 Ohm Thermistor, Flexible Cable Averaging, 8', Galvanized Enclosure | 175
138335 | A/3K-DO-18"-10'CL2P | 3,000 Ohm Thermistor, Duct, Without Box, 18", 10' Plenum Cable | 42.5
138336 | A/100KS-DO-4"-6'CL2P | 100,000 Ohm Thermistor, Duct, Without Box, 4", 6' Plenum Cable | 34.5
138340 | A/RH1-TT1K-D-4X-1 | Relative Humidity, RH Outputs: 0-5, 0-10 VDC & 4-20mA (Default), Duct, ± 1% Accuracy, Transmitter w/ 1,000 Ohm RTD, NEMA 4X Enclosure, 1-5VDC (Temp) | 681.5
138341 | A/TT1K-RA-18"-1-GD | Transmitter w/ 1,000 Ohm RTD, Rigid Probe Averaging, 18", Galvanized Enclosure, 1-5VDC Output | 363
138354 | A/RH3-1K-NI-O-SUN | Relative Humidity, RH Outputs: 0-5, 0-10 VDC & 4-20mA (Default), Outside Air, ± 3% Accuracy, 1,000 Ohm Nickel RTD, Sun Shield | 550
138355 | Q8-CH4-100L-O-X | Expl Proof, Smart Sensor, Methane, 0-100% LEL, 3 SPDT Relays, NEMA 4X, 4-20mA, 2-10V, or Modbus RTU | 1910
138356 | A/TUC2-1K-NI-0014 | 1,000 Ohm Nickel RTD, Setpoint, LCD | 235
138357 | A/TUCH2-AN-0046 | LCD, RH3%, SET, O/R, DEG F | 450
138359 | A/1K-NI-FA-12'-GD | 1,000 Ohm Nickel RTD, Flexibe Cable Averaging, 12', Galvanized Enclosure | 215
138361 | A/TT1K-IM-2.5"-4-BB | Transmitter w/ 1,000 Ohm RTD, Immersion, Machined Well, 2.5", NEMA 3R Enclosure, 4-20mA Output | 209
138362 | A/TT1K-IM-4"-4-BB | Transmitter w/ 1,000 Ohm RTD, Immersion, Machined Well, 4", NEMA 3R Enclosure, 4-20mA Output | 213
138368 | A/RH3-1K-2W-SP-010 | Relative Humidity, RH Outputs: 0-10VDC, Wall Plate 304SS, ± 3% Accuracy, 1,000 Ohm RTD (Two Wires), 0-10VDC Output | 270
138370 | A/1K-3W-IM-2.5"-4X | 1,000 Ohm (Three Wires) RTD, Immerson, Machined Well, 2.5", NEMA 4X Enclosure | 118
138374 | A/100KS-O-4X | 100,000 Ohm Thermistor, Outside Air, NEMA 4X Enclosure | 78
138377 | A/AN-IM-2.5"-4X | 10,000 Ohm Thermistor (Type III), Immersion, Machined Well, 2.5", NEMA 4X Enclosure | 103
138378 | A/TT1K-LT-I-2.5"-1-BB | Transmitter w/ 1,000 Ohm RTD, Low Temperature Immersion, 2.5", NEMA 3R Enclosure, 1-5VDC Output | 371
138382 | A/TUCH2-AN-0048 | LCD, RH3%, SET, DEG F | 450
138385 | Q8-H2-100L-O-X | Expl Proof, Smart Sensor, Hydrogen, 0-100% LEL, 3 SPDT Relays, NEMA 4X, 4-20mA, 2-10V, or Modbus RTU | 1910
138388 | A/RH2-AN-SP-010 | Relative Humidity, RH Outputs: 0-10VDC, Wall Plate 304SS, ± 2% Accuracy, 10,000 Ohm Thermistor (Type III), 0-10VDC Output | 325
138389 | A/TTM100-I-6"-4-PB | Transmitter w/ 100 Ohm RTD (NIST Cert), Immersion, Welded Well, 6", Plastic Enclosure, 4-20mA Output | 204
138397 | A/TT1K-O-2-EH | Transmitter w/ 1,000 Ohm RTD, Outside Air, Euro Enclosure, 2-10VDC Output | 158
138405 | A/RH1-TTM1K-D-4X-4 | Relative Humidity, RH Outputs: 0-5, 0-10 VDC & 4-20mA (Default), Duct, NEMA 4X Enclosure, ± 1% Accuracy (NIST Cert), Transmitter w/ 1,000 Ohm RTD (NIST Cert), 4-20mA (Temp Output) | 716.5
138406 | A/RH1-TTM1K-D-4X-2 | Relative Humidity, RH Outputs: 0-5, 0-10 VDC & 4-20mA (Default), Duct, NEMA 4X Enclosure, ± 1% Accuracy (NIST Cert), Transmitter w/ 1,000 Ohm RTD (NIST Cert), 2-10VDC (Temp Output) | 716.5
138408 | A/5K-BP-20'Z | 5,000 Ohm Thermistor, Bullet Probe, 1", 20' Zip Wire | 24.5
138412 | A/TT1K-I-2.5"-1-4X | Transmitter w/ 1,000 Ohm RTD, Immersion, Welded Well, 2.5", NEMA 4X Enclosure, 1-5VDC Output | 203
138415 | A/TUCH2-4-20MA-0043 | LCD, RH3%, SET, DEG C | 450
138420 | A/CP-IM-6"-PB | 10,000 Ohm Thermistor (Type II), Immersion, Machined Well, 6", Plastic Enclosure | 80
138422 | A/TUC2-AN-0071 | 10,000 Ohm Thermistor (Type III), w/ Override, LCD | 235
138425 | A/1K-NI-PO-12"-10'CL2P | 1,000 Ohm Nickel RTD, Probe Only, 12", 10' Plenum Cable | 61
138426 | A/TT1K-IM-6"-4-4X | Transmitter w/ 1,000 Ohm RTD, Immersion, Machined Well, 6", NEMA 4X Enclosure, 4-20mA Output | 236
138434 | A/TUC2-CP-0116 | 10,000 Ohm Thermistor (Type II), Setpoint, w/ Override, LCD | 235
138445 | A/RH3-TTM1K-R2-4 | Relative Humidity, RH Outputs: 0-5, 0-10 VDC & 4-20mA (Default), Room (R2), ± 3% Accuracy (NIST Cert), Transmitter w/ 1,000 Ohm RTD (NIST Cert), 4-20mA (Temp Output) | 376.5
138450 | A/RH2-AN-R2O | Relative Humidity, RH Outputs: 0-5, 0-10 VDC & 4-20mA (Default), Room (R2), ± 2% Accuracy, 10K Ohm Thermistor (Type III), w/ Override | 320
138457 | A/RH2-1K-2W-O-BB | Relative Humidity, RH Outputs: 0-5, 0-10 VDC & 4-20mA (Default), Outside Air, ± 2% Accuracy, 1,000 Ohm RTD (Two Wires), NEMA 3R Enclosure | 325
138468 | A/1K-NI-IM-2.5"-GD | 1,000 Ohm Nickel RTD, Immersion, Machined Well, 2.5", Galvanized Enclosure | 85
138472 | A/BALCO-O-SUN | 1,000 Ohm Balco RTD, Outside Air, Sun Shield | 400
138475 | A/1" TO 1/2" REDUCER | STEEL, 1" FNPT TO 1/2" MNPT | 20
138477 | A/1-1/4" TO 1/2" REDUCER | STEEL, REDUCER BUSHING FITTING | 30
138478 | A/1/2" TO 1/4" REDUCER | BRASS, 1/2" FNPT TO 1/4" MNPT | 30
138479 | A/3/4" TO 1/2" REDUCER | STEEL, 3/4" FNPT TO 1/2" MNPT | 11
138480 | A/1/8" TO 1/4" ADAPTER | STEEL, 1/8" FNPT TO 1/4" MNPT | 30
138481 | A/1/4" COMPRESSION FITTING | 1/4" Compression Fitting | 40
138482 | A/1/4" TO 1/2" ADAPTER | STEEL, 1/4" FNPT TO 1/2" MNPT | 70
138484 | A/1/4" TO 1/8" REDUCER | SS, 1/4" FNPT TO 1/8" MNPT | 23
138490 | A/10KS-INW-2.5"-GD | 10,000 Ohm Thermistor, Immersion, No Well, 2.5", Galvanized Enclosure | 27
138494 | A/1.8K-A-24'-BB | 1,800 Ohm Thermistor, Copper Averaging, 24', NEMA 3R Enclosure | 201.5
138495 | A/1.8K-RA-24"-BB | 1,800 Ohm Thermistor, Rigid Probe Averaging, 24", NEMA 3R Enclosure | 111.5
138497 | A/10KS-DO-6"-10'CL2P | 10,000 Ohm Thermistor, Duct, Without Box, 6", 10' Plenum Cable | 42.5
138498 | A/AN-BC-S-4X | 10,000 Ohm Thermisor w/11K Shunt, Strap On, NEMA 4X Enclosure | 71
138512 | A/TUCH2-CP-0124 | LCD, RH2%, SET, O/R, DEG F | 500
138513 | EPWG VERSION #4 | Pulse Width Modulation Input (2.93 sec), Pressure Output (0-15PSI), Single Valve, 0.007" Bleed Orifice, Version 4, Gauge, (10, 5, 25 sec), (0-10PSI, 0-20PSI), Reverse Acting | 290
138514 | A/TUCH2-0-10V-0058 | LCD, RH3%, SET, DEG C | 450
138518 | A/TUCH2-0-10V-0059 | LCD, RH3%, SET, DEG F | 450
138520 | A/TUC2-4-20MA-0025 | 4-20mA Output, Setpoint, w/ Override, LCD | 235
138521 | A/TUC2-CP-0117 | 10,000 Ohm Thermistor (Type II), Setpoint, w/ Override, LCD | 235
138535 | AUD VERSION #5 | Floating Point Input (60 sec), Analog Output, Version 5, (75, 120, 150 sec Selectable) | 148
138538 | A/TUC2-0-10V-0036 | 0-10VDC Output, Setpoint, LCD | 235
138542 | A/RH2-AN-R2LO | Relative Humidity, RH Outputs: 0-5, 0-10 VDC & 4-20mA (Default), Room (R2), ± 2% Accuracy, 10K Ohm Thermistor (Type III), Custom Logo, w/ Override | 320
138544 | A/1K-NI-IM-4"-PB | 1,000 Ohm Nickel RTD, Immersion, Machined Well, 4", Plastic Enclosure | 95
138547 | A/RH5-TTM1K-D-4X-4 | Relative Humidity, RH Outputs: 0-5, 0-10 VDC & 4-20mA (Default), Duct, NEMA 4X Enclosure, ± 5% Accuracy (NIST Cert), Transmitter w/ 1,000 Ohm RTD (NIST Cert), 4-20mA (Temp Output) | 352.5
138553 | A/TTM1K-RA-24"-4-4X | Transmitter w/ 1,000 Ohm RTD (NIST Cert), Rigid Probe Averaging, 24", NEMA 4X Enclosure, 4-20mA Output | 443
138556 | A/TUCH2-4-20MA-0045 | LCD, RH2%, SET, DEG F | 500
138559 | A/TUCH2-1K NI-0033 | LCD, RH2%, DEG F | 500
138560 | A/20K-RA-36"-4X | 20,000 Ohm Thermistor, Rigid Probe Averaging, 36", NEMA 4X Enclosure | 128
138581 | A/TT100-D-12"-4-EXPL | Transmitter w/ 100 Ohm RTD, Hazardous, Duct, 12", 4-20mA Output | 644
138583 | A/TUC2-1K-NI-0015 | 1,000 Ohm Nickel RTD, Setpoint, LCD | 235
138596 | A/100-3W-IM-4"-4X | 100 Ohm (Three Wires) RTD, Immersion, Machined Well, 4", NEMA 4X Enclosure | 128
138600 | A/TUCH2-CP-0125 | LCD, RH2%, SET, DEG F | 500
138603 | A/RH2-100KS-R2 | Relative Humidity, RH Outputs: 0-5, 0-10 VDC & 4-20mA (Default), Room (R2), ± 2% Accuracy, 100,000 Ohm Thermistor | 310
138610 | A/100-2W-BP-20'CL2P | 100 Ohm (Two Wires) RTD, Bullet Probe, 1", 20' Plenum Cable | 69.5
138612 | A/TT1K-IM-4"-4-4X | Transmitter w/ 1,000 Ohm RTD, Immersion, Machined Well, 4", NEMA 4X Enclosure, 4-20mA Output | 229
138627 | A/TT1K-LTS-2-4X-30' | Transmitter w/ 1,000 Ohm RTD, 2" Freezer Probe 316SS, NEMA 4X Enclosure, 30', 2-10VDC Output | 302
138628 | A/AN-PM | 10,000 Ohm Thermistor (Type III), Pipe Mount, Brass | 27.75
138629 | A/CP-PM | 10,000 Ohm Thermistor (Type II), Pipe Mount, Brass | 27.75
138631 | A/20K-PM | 20,000 Ohm Thermistor, Pipe Mount, Brass | 27.75
138632 | A/CP-PM-20'CL2P | 10,000 Ohm Thermistor (Type II), Pipe Mount, Brass, 20' Plenum Cable | 62
138634 | A/CP-PM-20'Z | 10,000 Ohm Thermistor (Type II), Pipe Mount, Brass, 20' Zip Cable | 44
138637 | A/CP-PM-10'CL2P | 10,000 Ohm Thermistor (Type II), Pipe Mount, Brass, 10' Plenum Cable | 50
138643 | A/1K-2W-PM | 1,000 Ohm (Two Wires) RTD, Pipe Mount, Brass | 40
138644 | A/1.8K-PM | 1,800 Ohm Thermistor, Pipe Mount, Brass | 27.75
138646 | A/100-2W-PM | 100 Ohm (Two Wires) RTD, Pipe Mount, Brass | 40
138654 | A/100KS-PM | 100,000 Ohm Thermistor, Pipe Mount, Brass | 27.75
138655 | A/10K-E1-PM | 10,000 Ohm (E1) Thermistor, Pipe Mount, Brass | 27.75
138656 | A/1K-NI-PM | 1,000 Ohm Nickel RTD, Pipe Mount, Brass | 40.5
138659 | A/3K-PM | 3,000 Ohm Thermistor, Pipe Mount, Brass | 27.75
138661 | A/BALCO-PM | 1,000 Ohm Balco RTD, Pipe Mount, Brass | 27.75
138662 | A/CSI-PM | 10,000 Ohm (CSI) Thermistor, Pipe Mount, Brass | 27.75
138664 | A/TUCH2-1K NI-0034 | LCD, RH3%, SET, O/R, DEG F | 450
138666 | A/1K-NI-RA-12"-PB | 1,000 Ohm Nickel RTD, Rigid Probe Averaging, 12", Plastic Enclosure | 225
138671 | A/TUCH2-CP-0127 | LCD, RH2%, SET, O/R, DEG F | 500
138684 | A/RH2-1K-NI-O-4X | Relative Humidity, RH Outputs: 0-5, 0-10 VDC & 4-20mA (Default), Outside Air, ± 2% Accuracy, 1,000 Ohm Nickel RTD, NEMA 4X Enclosure | 341.5
138690 | A/AN-PM-20'Z | 10,000 Ohm Thermistor (Type III), Pipe Mount, Brass, 20' Zip Cable | 44
138692 | B5-NH3-1000P-O-X | BACnet MSTP, Smart Sensor, Ammonia, 0-1000 ppm, 3 SPDT Relays, NEMA 4X | 1505
138696 | Q5-C6H6-100L-O-X | Smart Sensor, Benzene, 0-100% LEL, 3 SPDT Relays, NEMA 4X, 4-20mA, 2-10V, or Modbus RTU | 840
138698 | A/10KS-BP-20'Z | 10,000 Ohm Thermistor, Bullet Probe, 20' Zip Wire | 24.5
138700 | A/RH3-20K-SP-010 | Relative Humidity, RH Outputs: 0-10 VDC, Wall Plate 304SS, ± 3% Accuracy, 20,000 Ohm Thermistor, 0-10VDC | 270
138702 | A/AN-PM-6'CL2P | 10,000 Ohm Thermistor (Type III), Pipe Mount, Brass, 6' Plenum Cable | 43
138705 | A/RH2-1K-NI-SP-010 | Relative Humidity, RH Outputs: 0-10 VDC, Wall Plate 304SS, ± 2% Accuracy, 1,000 Ohm Nickel RTD, 0-10VDC | 325
138707 | A/TUC2-CP-0119 | 10,000 Ohm Thermistor (Type II), Setpoint, LCD | 235
138714 | A/TUCH2-1K-0007 | LCD, RH3%, DEG F | 450
138717 | M-RELAY-5X-6 | Relays for M-Controller, 6 X DPDT, 5 amps | 495
138718 | A/TUC2-CP-0121 | 10,000 Ohm Thermistor (Type II), Setpoint, LCD, RS232 | 251
138719 | A/TUCH2-CP-0128 | LCD, RH2%, SET, RS232, DEG F | 516
138720 | A/RH3-TT100-D-BB-2 | Relative Humidity, RH Outputs: 0-5, 0-10 VDC & 4-20mA (Default), Duct, ± 5% Accuracy, Transmitter w/ 100 Ohm RTD, NEMA 3R Enclosure, 2-10VDC (Temp) | 388.5
138725 | A/M8" | 8" Thermowell, 1/2 NPT, 304 SS Machined | 60
138727 | A/TUC2-20K-0019 | 20,000 Ohm Thermistor, Setpoint, LCD, RS232 | 251
138728 | A/TUCH2-1K NI-0035 | LCD, RH2%, SET, DEG F | 500
138735 | A/TTM1K-A-80'-4-PB | Transmitter w/ 1,000 Ohm RTD (NIST Cert), Copper Averaging, 80', Plastic Enclosure, 4-20mA Output | 715
138739 | A/TUCH2-20K-0017 | LCD, RH2%, SET, DEG F | 500
138745 | A/TUC2-CP-0123 | 10,000 Ohm Thermistor (Type II), Setpoint, w/ Override, LCD | 235
138746 | A/TUCH2-1K NI-0036 | LCD, RH2%, DEG F | 500
138748 | A/100-2W-DO-6"-10'CL2P | 100 Ohm (Two Wires) RTD, Duct, Without Box, 6", 10' Plenum Cable | 54
138749 | A/TT1K-HT-IM-2.5"-4-GD | Transmitter w/ 1,000 Ohm RTD, High Temperature Immersion, Machined Well, 2.5", Galvanized Enclosure, 4-20mA Output | 377
138766 | A/AN-BC-A-24'-4X | 10,000 Ohm Thermistor w/11K Shunt, Copper Averaging, 24', NEMA 4X Enclosure | 218
138767 | A/RH5-CP-SP-05 | Relative Humidity, RH Outputs: 0-5 VDC, Wall Plate 304SS, ± 5% Accuracy, 10,000 Ohm Thermistor (Type II), 0-5VDC | 206.4
138768 | A/TTM1K-IM-2.5"-4-4X | Transmitter w/ 1,000 Ohm RTD, Immersion, Machined Well, 2.5", NEMA 4X Enclosure, 4-20mA Output | 261
138769 | A/TUCH2-AN-0051 | LCD, RH3%, SET, DEG F | 450
138777 | A/100-2W-DO-8"-6'CL2P | 100 Ohm (Two Wires) RTD, Duct, Without Box, 8", 6' Plenum Cable | 42
138790 | A/RH2-10K-E1-O | Relative Humidity, RH Outputs: 0-5, 0-10 VDC & 4-20mA (Default), Outside Air, ± 2% Accuracy, 10,000 Ohm Thermistor (E1), Euro Enclosure | 325
138800 | A/100-2W-DO-6"-6'CL2P | 100 Ohm (Two Wires) RTD, Duct, Without Box, 100 Ohm (Two Wires), 6", 6' Plenum Cable | 42
138807 | A/TUC2-20K-0020 | 20,000 Ohm Thermistor, Setpoint, LCD, RS232 | 251
138808 | A/1K-2W-IM-4"-GD | 1,000 Ohm Platinum (Two Wires) RTD, Immersion, Machined Well, 4", Galvanized Enclosure | 95
138813 | A/TUC2-20K-0021 | 20,000 Ohm Thermistor, Setpoint, LCD, RS232 | 251
138857 | A/1.8K-D-8"-4X | 1,800 Ohm Thermistor, Duct, 8", NEMA 4X Enclosure | 60
138859 | A/10K-E1-I-4"-4X | 10,000 Ohm (E1) Thermistor, Immersion, Welded Well, 4", NEMA 4X Enclosure | 91
138862 | Q8-CH4-100L-R-X | Expl Proof, Smart Sensor, Methane, 0-100% LEL, 3 SPDT Relays, NEMA 4X, 4-20mA, 2-10V, or Modbus RTU W/Remote Sensor | 2770
138863 | A/TUC2-1K-NI-017 | 1,000 Ohm Nickel RTD, Setpoint, w/ Override, LCD | 235
138885 | A/AN-BC-A-12'-BB | 10,000 Ohm Thermistor w/11K Shunt, Copper Averaging, 12', NEMA 3R Enclosure | 151.5
138886 | B5-H2-2000P-O-X | BACnet MSTP, Smart Sensor, Hydrogen, 0-2000 ppm, 3 SPDT Relays, NEMA 4X | 1590
138895 | Q8-C3H8-100L-R-X | Expl Proof, Smart Sensor, Propane, 0-100% LEL, 3 SPDT Relays, NEMA 4X, 4-20mA, 2-10V, or Modbus RTU W/Remote Sensor | 2770
138896 | BAC-BOX-0 | BACnet IP Output, Q-Controller | 750
138897 | Q-SWITCHA-0 | Manual Input Switch, Q-Controller | 400
138898 | IO-BOX-0 | DIN Rail Mounting Box for Modules, Q-Controller, NEMA 4X | 428
138899 | BI-BOX-0 | 4 Channel Relay Input Module, Q-Controller | 400
138900 | AO-BOX-0 | 8 Channel Analog Output Module, Q-Controller | 400
138905 | A/TUCH2-AN-0054 | LCD, RH3%, SET, DEG F | 450
138908 | A/3K-BP-10'CL2P | 3,000 Ohm Thermistor, Bullet Probe, 1", 10' Plenum Cable | 40
138914 | A/CP-DO-18"-6'CL2P | 10,000 Ohm Thermistor (Type II), Duct, Without Box, 18", 6' Plenum Cable | 34.5
138917 | A/RH5-CP-SP-010 | Relative Humidity, RH Outputs: 0-10 VDC, Wall Plate 304SS, ± 5% Accuracy, 10,000 Ohm Thermistor (Type II), 0-10VDC | 206.4
138918 | A/TUC2-CP-0127 | 10,000 Ohm Thermistor (Type II), Setpoint, w/ Override, LCD | 235
138921 | A/TUC2-CP-0126 | 10,000 Ohm Thermistor (Type II), Setpoint, w/ Override, LCD, RJ4 | 251
138922 | A/RH2-SP-05 | Relative Humidity, RH Outputs: 0-5 VDC, Wall Plate 304SS, ± 2% Accuracy, 0-5VDC | 315
138924 | A/100KS-S-4X | 100,000 Ohm Thermistor, Strap On, NEMA 4X Enclosure | 71
138926 | A/3K-DO-4"-20'CL2P | 3,000 Ohm Thermistor, Duct, Without Box, 4", 20' Plenum Cable | 58.5
138930 | A/TTM100-INW-6"-4-BB | Transmitter w/ 100 Ohm RTD (NIST Cert), Immersion, No Well, 6", NEMA 3R Enclosure, 4-20mA Output | 191
138938 | A/TTM1K-D-18"-4-EXPL | Transmitter w/ 1,000 Ohm RTD (NIST Cert), Hazardous, Duct, 18", 4-20mA Output | 635
138964 | A/RH3-1K-NI-SP-05 | Relative Humidity, RH Outputs: 0-5 VDC, Wall Plate 304SS, ± 3% Accuracy, 1,000 Ohm Nickel RTD, 0-5VDC | 270
138965 | A/TUC2-CP-0128 | 10,000 Ohm Thermistor (Type II), Setpoint, w/ Override, LCD | 235
138974 | A/1.8K-O-SUN | 1,800 Ohm Thermistor, Outside Air, Sun Shield | 400
138975 | A/AN-BC-IM-6"-PB | 10,000 Ohm Thermistor w/11K Shunt, Immersion, Machined Well, 6", Plastic Enclosure | 80
138977 | A/1K-2W-DO-18"-20'CL2P | 1,000 Ohm (Two Wires) RTD, Duct, Without Box, 18", 20' Plenum Cable | 71
138982 | A/100-3W-DO-8"-10'CL2P | 100 Ohm (Three Wires) RTD, Duct, Without Box, 8", 10' Plenum Cable | 68
138987 | A/TTM1K-RA-24"-4-GD | Transmitter w/ 1,000 Ohm RTD (NIST Cert), Rigid Probe Averaging, 24", Galvanized Enclosure, 4-20mA Output | 409
138988 | A/TTM1K-A-50'-4-4X | Transmitter w/ 1,000 Ohm RTD (NIST Cert), Copper Averaging, 50', NEMA 4X Enclosure, 4-20mA Output | 625
138990 | A/100-3W-D-6"-BB | 100 Ohm (Three Wires) RTD, Duct, 6", NEMA 3R Enclosure | 58.5
138992 | A/TUCH2-1K NI-0038 | LCD, RH3%, SET, DEG F | 450
138996 | A/AN-BC-PM | 10,000 Ohm Thermistor w/11K Shunt, Pipe Mount, Brass | 27.75
139012 | A/3K-DO-8"-6'CL2P | 3,000 Ohm Thermistor, Duct, Without Box, 8", 6' Plenum Cable | 34.5
139017 | A/TUCH2-1K NI-0039 | LCD, RH3%, SET, DEG F | 450
139023 | A/TT1K-A-50'-2-GD | Transmitter w/ 1,000 Ohm RTD, Copper Averaging, 50', Galvanized Enclosure, 2-10VDC Output | 556
139027 | A/TT1K-IM-2.5"-4-GD | Transmitter w/ 1,000 Ohm RTD, Immersion, Machined Well, 2.5", Galvanized Enclosure, 4-20mA Output | 192
139045 | QTS-61211X-S00000 | Toxic Gas Sensor, Hydrogen, 0-2000 PPM, 4-20mA Output, loop powered, Industrial NEMA 4X, S.S. Sensor housing | 1720
139052 | A/TTM1K-I-4"-2-PB | Transmitter w/ 1,000 Ohm RTD (NIST Cert), Immersion, Welded Well, 4", Plastic Enclosure, 2-10VDC Output | 204
139065 | A/1K-NI-DO-12"-20'CL2P | 1,000 Ohm Nickel RTD, Duct, Without Box, 12", 20' Plenum Cable | 84
139069 | A/TUC2-CP-0124 | 10,000 Ohm Thermistor (Type II), Setpoint, w/ Override, LCD | 235
139085 | A/TUCH2-CP-0130 | LCD, RH3%, DEG F | 450
139086 | A/TUCH2-AN-0053 | LCD, RH3%, DEG F | 450
139089 | A/TT1K-IM-6"-4-BB | Transmitter w/ 1,000 Ohm RTD, Immersion, Machined Well, 6", NEMA 3R Enclosure, 4-20mA Output | 219
139096 | A/AN-DO-18"-20'CL2P | 10,000 Ohm Thermistor (Type III), Duct, Without Box, 18", 20' Plenum Cable | 58.5
139099 | A/AN-PM-20'CL2P | 10,000 Ohm Thermistor (Type III), Pipe Mount, Brass, 20' Plenum Cable | 62
139107 | A/TUCH2-AN-0052 | LCD, RH3%, SET, DEG F | 450
139114 | A/TT100-D-4"-2-EXPL | Transmitter w/ 100 Ohm RTD, Hazardous, Duct, 4", 2-10VDC Output | 625
139120 | A/20K-IM-6"-4X | 20,000 Ohm Thermistor, Immersion, Machined Well, 6", NEMA 4X Enclosure | 113
139147 | 85930-018-006 | Smart Sensor replacment, Hydrogen, 0-2000 ppm | 875
139151 | A/20K-RA-18"-BB | 20,000 Ohm Thermistor, Rigid Probe Averaging, 18", NEMA 3R Enclosure | 106.5
139164 | A/TTM1K-RA-36"-4-GD | Transmitter w/ 1,000 Ohm RTD (NIST Cert), Rigid Probe Averaging, 36", Galvanized Enclosure, 4-20mA Output | 409
139165 | A/100KS-D-4"-4X | 100,000 Ohm Thermistor, Duct, 4", NEMA 4X Enclosure | 60
139170 | A/TUCH2-CP-0129 | LCD, RH2%, SET, O/R, DEG F | 500
139171 | A/1K-2W-IM-2.5"-PB | 1,000 Ohm (Two Wires) RTD, Immersion, Machined Well, 2.5", Plastic Enclosure | 85
139175 | A/AN-PM-10'CL2P | 10,000 Ohm Thermistor (Type III), Pipe Mount, Brass, 10' Plenum Cable | 50
139176 | A/AN-IM-6"-4X | 10,000 Ohm Thermistor (Type III), Immersion, Machined Well, 6", NEMA 4X Enclosure | 113
139184 | A/RH2-TT1K-O-4X-2 | Relative Humidity, RH Outputs: 0-5, 0-10 VDC & 4-20mA (Default), Outside Air, ± 2% Accuracy, Transmitter w/ 1,000 Ohm RTD, NEMA 4X Enclosure, 2-10VDC (Temp) | 435.5
139186 | A/0.1CP-D-8"-GD | High Accuracy 10,000 Ohm Thermistor (Type II), Duct, 8", Galvanized Enclosure | 37
139189 | A/TUC2-CP-0131 | 10,000 Ohm Thermistor (Type II), Setpoint, w/ Override, LCD, RS232 | 251
139190 | A/AN-BC-RA-24"-GD | 10,000 Ohm Thermistor w/11K Shunt, Rigid Probe Averaging, 24", Galvanized Enclosure | 95
139195 | A/100-3W-PO-6"-20'CL2P | 100 Ohm (Three Wires) RTD, Probe Only, 6", 20' Plenum Cable | 70.5
139198 | A/TUCH2-AN-0056 | LCD, RH3%, SET, DEG F | 450
139199 | A/TUC2-1.8K-0008 | 1,800 Ohm Thermistor, Setpoint, LCD | 235
139201 | A/TUCH2-1.8K-0007 | LCD, RH3, SET, DEG F | 450
139205 | A/TT100-HT-IM-2.5"-4-GD | Transmitter w/ 100 Ohm RTD, High Temperature Immersion, Machined Well, 2.5", Galvanized Enclosure, 4-20mA Output | 366
139206 | A/TT100-HT-IM-2.5"-2-GD | Transmitter w/ 100 Ohm RTD, High Temperature Immersion, Machined Well, 2.5", Galvanized Enclosure, 2-10VDC Output | 366
139207 | A/20K-IM-4"-BB | 20,000 Ohm Thermistor, Immersion, Machined Well, 4", NEMA 3R Enclosure | 96.5
139211 | A/RH1-O-BB | Relative Humidity, RH Outputs: 0-5, 0-10 VDC & 4-20mA (Default), Outside Air, ± 1% Accuracy, NEMA 3R Enclosure | 570
139213 | A/100-2W-DO-8"-10'CL2P | 100 Ohm (Two Wires) RTD, Duct, Without Box, 8", 10' Plenum Cable | 54
139219 | A/TUC2-AN-0074 | 10,000 Ohm Thermistor (Type III), Setpoint, w/ Override, LCD | 235
139226 | A/1K-3W-INW-4"-PB | 1,000 Ohm (Three Wires) RTD, Immersion, No Well, 4", Plastic Enclosure | 42
139227 | A/1K-3W-INW-6"-PB | 1,000 Ohm (Three Wires) RTD, Immersion, No Well, 6", Plastic Enclosure | 42
139232 | A/TT100-INW-2.5"-2-GD | Transmitter w/ 100 Ohm RTD, Immersion, No Well, 2.5", Galvanized Enclosure, 2-10VDC Output | 140
139233 | A/TT100-INW-6"-2-4X | Transmitter w/ 100 Ohm RTD, Immersion, No Well, 6", NEMA 4X Enclosure, 2-10VDC Output | 178
139243 | A/1K-3W-BP-10'CL2P | 1,000 Ohm (Three Wires) RTD, Bullet Probe, 1", 10' Plenum Cable | 52.5
139244 | A/TTM1K-D-8"-4-EXPL | Transmitter w/ 1,000 Ohm RTD (NIST Cert), Hazardous, Duct, 8", 4-20mA Output | 675
139245 | A/AN-BC-A-50'-GD | 10,000 Ohm Thermistor w/11K Shunt, Copper Averaging, 50', Plastic Enclosure | 500
139249 | A/TT100-IM-6"-4-PB | Transmitter w/ 100 Ohm RTD, Immersion, Machined Well, 6", Plastic Enclosure, 4-20mA Output | 196
139281 | A/TTM100-D-18"-4-EXPL | Transmitter w/ 100 Ohm RTD (NIST Cert), Hazardous, Duct, 18", 4-20mA Output | 675
139282 | A/TTM100-R-4-EXPL | Transmitter w/ 100 Ohm RTD (NIST Cert), Hazardous, Room, 2", 4-20mA Output | 655
139283 | A/1K-3W-D-4"-4X | 1,000 Ohm (Three Wires) RTD, Duct, 4", NEMA 4X Enclosure | 75
139284 | A/TTM1K-HT-INW-4"-4-BB | Transmitter w/ 1,000 Ohm RTD (NIST Cert), High Temperature Immersion, No Well, 4", NEMA 3R Enclosure, 4-20mA Output | 396
139285 | A/BALCO-INW-2.5"-PB | 1,000 Ohm Balco RTD, Immersion, No Well, 2.5", Plastic Enclosure | 52
139293 | A/1K-NI-DO-6"-6'CL2P | 1,000 Ohm Nickel RTD, Duct, Without Box, 6", 6' Plenum Cable | 50
139294 | A/TUCH2-1K-0008 | LCD, RH2%, DEG F | 500
139299 | A/1K-NI-DO-18"-10'CL2P | 1,000 Ohm Nickel RTD, Duct, Without Box, 18", 10' Plenum Cable | 61
139302 | A/TT100-IM-2.5"-2-GD | Transmitter w/ 100 Ohm RTD, Immersion, Machined Well, 2.5", Galvanized Enclosure, 2-10VDC Output | 186
139306 | A/TT100-I-4"-2-BB | Transmitter w/ 100 Ohm RTD, Immersion, Welded Well, 4", NEMA 3R Enclosure, 2-10VDC Output | 187
139309 | A/1K-2W-DO-18"-10'CL2P | 1,000 Ohm (Two Wires) RTD, Duct, Without Box, 18", 10' Plenum Cable | 54
139310 | A/TUCH2-4-20MA-0047 | LCD, RH2%, DEG F | 500
139311 | A/1K-3W-HT-IM-6"-BB | 1,000 Ohm (Three Wires) RTD, High Temperature Immersion, Machined Well, 6" 316SS, NEMA 3R Enclosure | 239.5
139312 | A/TUC2-AN-0076 | 10,000 Ohm Thermistor (Type III), Setpoint, LCD | 235
139314 | A/TUCH2-CP-0133 | LCD, RH2%, SET, OR, RS232, F | 516
139315 | A/TUCH2-CP-0134 | LCD, RH2%, SET, OR, RS232, F | 516
139316 | A/TUC2-CP-0134 | 10,000 Ohm Thermistor (Type II), Setpoint, w/ Override, LCD, RS232 | 251
139317 | A/TUCH2-CP-0135 | LCD, RH2%, SET, O/R,RS232,DEGC | 516
139335 | A/TT100-R2S-4 | Transmitter w/ 100 Ohm RTD, Room (R2), Setpoint, 4-20mA Output | 125
139340 | A/RH1-TT1K-D-BB-2 | Relative Humidity, RH Outputs: 0-5, 0-10 VDC & 4-20mA (Default), Duct, ± 1% Accuracy, Transmitter w/ 1,000 Ohm RTD, NEMA 3R (2G) Enclosure, 2-10 VDC (Temp) | 665
139344 | A/100-3W-O-SUN | 100 Ohm (Three Wires) RTD, Outside Air, Sun Shield | 400
139345 | A/TTM1K-IM-6"-4-PB | Transmitter w/ 1,000 Ohm RTD (NIST Cert), Immersion, Machined Well, 6", Plastic Enclosure, 4-20mA Output | 237
139347 | A/RH1-10KS-R2 | Relative Humidity, RH Outputs: 0-5, 0-10 VDC & 4-20mA (Default), Room (R2), ± 1% Accuracy, 10K Ohm Thermistor | 560
139348 | A/TUCH2-AN-0057 | LCD, RH2%, SET, DEG F | 500
139349 | A/TT1K-LT-DO-4”-4 | Transmitter w/ 1,000 Ohm RTD, Low Temperature Duct, Without Box, 316 SS, 4", 4-20mA Output | 327
139354 | A/TUCH2-AN-0058 | LCD, RH2%, SET, DEG F | 500
139357 | A/RH2-1.8K-R2 | Relative Humidity, RH Outputs: 0-5, 0-10 VDC & 4-20mA (Default), Room (R2), ± 2% Accuracy, 1.8K Ohm Thermistor | 310
139358 | A/TUC2-0-10V-0039 | 0-10VDC Output, Setpoint, w/ Override, LCD | 235
139365 | A/WPR2-30-10 | Wet Differential Pressure, 0-3, 0-7.5, 0-15, 0-30 PSID (Default), 10' Cables, Outputs: 0-10 VDC (Default), 0-5 VDC, 4-20mA (Selectable) | 700
139366 | A/WPR2-30-20 | Wet Differential Pressure, 0-3, 0-7.5, 0-15, 0-30 PSID (Default), 20' Cables, Outputs: 0-10 VDC (Default), 0-5 VDC, 4-20mA (Selectable) | 750
139367 | A/WPR2-30-10-LCD | Wet Differential Pressure, 0-3, 0-7.5, 0-15, 0-30 PSID (Default), 10' Cables, LCD, Outputs: 0-10 VDC (Default), 0-5 VDC, 4-20mA (Selectable) | 850
139368 | A/WPR2-30-20-LCD | Wet Differential Pressure, 0-3, 0-7.5, 0-15, 0-30 PSID (Default), 20' Cables, LCD, Outputs: 0-10 VDC (Default), 0-5 VDC, 4-20mA (Selectable) | 900
139372 | A/CSI-O-BB | 10,000 Ohm (CSI) Thermistor, Outside Air, NEMA 3R Enclosure | 45
139373 | A/TUC2-4-20MA-0028 | 4-20mA Output, Setpoint, LCD | 235
139374 | A/1K-NI-A-12'-4X | 1,000 Ohm Nickel RTD, Copper Averaging, 12', NEMA 4X Enclosure | 248
139376 | A/TT1K-A-80'-4-PB | Transmitter w/ 1,000 Ohm RTD, Copper Averaging, 80', Plastic Enclosure, 4-20mA Output | 680
139377 | A/TUCH2-CP-0136 | LCD, RH2%, SET, O/R, RJ6,DEG F | 516
139378 | A/AN-BC-D-18"-GD | 10,000 Ohm Thermistor w/11K Shunt, Duct, 18", Galvanized Enclosure | 32
139383 | A/TT1K-RO-4-LCD | Transmitter w/ 1,000 Ohm RTD, Room (R) with Override, 4-20mA Output, LCD | 233
139384 | A/1K-3W-RA-18"-4X | 1,000 Ohm (Three Wires) RTD, Rigid Probe Averaging, 18", NEMA 4X Enclosure | 225
139386 | A/TUCH2-0-5V-0009 | LCD, RH2%, SET, DEG F | 500
139391 | A/RH1-1K-NI-R | Relative Humidity, RH Outputs: 0-5, 0-10 VDC & 4-20mA (Default), Room (R), ± 1% Accuracy, 1,000 Ohm Nickel RTD | 560
139395 | A/RH2-20K-D-4X | Relative Humidity, RH Outputs: 0-5, 0-10 VDC & 4-20mA (Default), Duct, ± 2% Accuracy, 20,000 Ohm Thermistor, NEMA 4X Enclosure | 331.5
139404 | A/RH2-20K-SP-010 | Relative Humidity, RH Outputs: 0-10 VDC, Wall Plate 304SS, ± 2% Accuracy, 20,000 Ohm Thermistor, 0-10VDC | 325
139463 | A/TT100-INW-4"-1-BB | Transmitter w/ 100 Ohm RTD, Immersion, No Well, 4", NEMA 3R Enclosure, 1-5VDC Output | 161
139465 | A/AN-BC-IM-6"-4X | 10,000 Ohm Thermistor w/11K Shunt, Immersion, Machined Well, 6", NEMA 4X Enclosure | 113
139467 | A/TUC2-0-10V-0040 | 0-10VDC Output, Setpoint, w/ Override, LCD | 235
139469 | RN (8250-17.4K) | Resistor Network (8.25K to 17.4K Ohms) | 45
139471 | A/RH2-TTM1K-O-3.25"-4X-4 | Relative Humidity, RH Outputs: 0-5, 0-10 VDC & 4-20mA (Default), Outside Air (3.25" SS), NEMA 4X Enclosure, ± 2% Accuracy (NIST Cert), Transmitter w/ 1,000 Ohm RTD (NIST Cert), 4-20mA (Temp Output) | 476.5
139483 | A/TT100-RSO-4-LCD-RES | Transmitter w/ 100 Ohm RTD, Room (R) w/ Setpoint: 10K and Override, 4-20mA Output, LCD, RES | 240
139488 | A/RH2-10KS-R2SO | Relative Humidity, RH Outputs: 0-5, 0-10 VDC & 4-20mA (Default), Room (R2), ± 2% Accuracy, 10K Ohm Thermistor, w/ Setpoint & Override | 330
139491 | A/TT1K-RS-4-RES | Transmitter w/ 1,000 Ohm RTD, Room (R), Setpoint 5K, 4-20mA Output, RES | 125
139492 | A/100-2W-INW-2.5"-BB | 100 Ohm (Two Wires) RTD, Immersion, No Well, 2.5", NEMA 3R Enclosure | 58.5
139494 | A/100-2W-INW-4"-PB | 100 Ohm (Two Wires) RTD, Immersion, No Well, 4", Plastic Enclosure | 42
139713 | RN (1050-1115) | Resistor Network (1050 to 1115 Ohms) | 45
139715 | A/TUC2-1K NI-0019 | 1,000 Ohm Nickel RTD, Setpoint, w/ Override, LCD, RJ6 | 251
139735 | A/100-2W-PO-4"-6'CL2P | 100 Ohm (Two Wires) RTD, Probe Only, 4", 6' Plenum Cable | 42
139782 | A/100-3W-PM-10'CL2P | 100 Ohm (Three Wire) RTD, Pipe Mount, 10' Plenum Cable | 80
139824 | A/TUCH2-1K NI-0041 | LCD, RH3%, SET, DEG F | 450
139829 | B5-GENL-100L-O-X-GAS | BACnet MSTP, Smart Sensor, Gasoline, 0-100% LEL, 3 SPDT Relays, NEMA 4X | 840
139830 | Q5-GENL-100L-O-X-GASOLINE | Smart Sensor, Gasoline, 0-100% LEL, 3 SPDT Relays, NEMA 4X, 4-20mA, 2-10V, or Modbus RTU | 840
139831 | Q5-GENL-100L-O-X-ETHANOL | Smart Sensor, Ethanol, 0-100% LEL, 3 SPDT Relays, NEMA 4X, 4-20mA, 2-10V, or Modbus RTU | 840
139832 | Q5-GENL-100L-O-X-ALCOHOL | Smart Sensor, Alcohol, 0-100% LEL, 3 SPDT Relays, NEMA 4X, 4-20mA, 2-10V, or Modbus RTU | 840
139833 | Q5-GENL-100L-O-X-DIESEL | Smart Sensor, Diesel, 0-100% LEL, 3 SPDT Relays, NEMA 4X, 4-20mA, 2-10V, or Modbus RTU | 840
139834 | QTS-17191X-S000000-DIESEL | Expl Proof Sensor, Diesel, 0-100% LEL, 3-wire 4-20mA Output | 1090
139835 | QTS-17191X-S000000-JET FUEL | Expl Proof Sensor, Jet Fuel, 0-100% LEL, 3-wire 4-20mA Output | 1090
139836 | QTS-17191X-S000000-HYDRAZINE | Expl Proof Sensor, Hydrazine, 0-100% LEL, 3-wire 4-20mA Output | 1090
139837 | QTS-17191X-S000000-ETHYLENE | Expl Proof Sensor, Ethylene, 0-100% LEL, 3-wire 4-20mA Output | 1090
139838 | QTS-17191X-S000000-ETHANOL | Expl Proof Sensor, Ethanol, 0-100% LEL, 3-wire 4-20mA Output | 1090
139839 | QTS-17191X-S00D000-ALCOHOL | Expl Proof Sensor, Duct, Alcohol, 0-100% LEL, 3-wire 4-20mA Output | 1210
139926 | A/3K-FA-8'-PB | 3,000 Ohm Thermistor, Flexible Cable Averaging, 8', Plastic Enclosure | 175
139937 | A/TUC2-4-20MA-0027 | 4-20mA Output, Setpoint, LCD | 235
139949 | A/AN-BC-INW-4"-BB | 10,000 Ohm Thermistor w/11K Shunt, Immersion, No Well, 4", NEMA 3R Enclosure | 43.5
139960 | A/TUC2-CP-0135 | 10,000 Ohm Thermistor (Type II), Setpoint, LCD | 235
139961 | A/TT1K-BP-4-PB-6'P | Transmitter w/ 1,000 Ohm RTD, Bullet Probe, 1", 6' Plenum Cable, Plastic Enclosure, 4-20mA Output | 136
139966 | B5-GENL-100L-O-X-DIESEL | BACnet MSTP, Smart Sensor, Diesel, 0-100% LEL, 3 SPDT Relays, NEMA 4X | 840
139973 | Q8-GENL-100L-O-X-TOULENE | Expl Proof, Smart Sensor, Toulene, 0-100% LEL, 3 SPDT Relays, NEMA 4X, 4-20mA, 2-10V, or Modbus RTU | 1910
139985 | A/3K-O-SUN | 3,000 Ohm Thermistor, Outside Air, Sun Shield | 400
140024 | RN(570-2000) | Resistor Network (570 to 2000 Ohms) | 10
140189 | A/1K-3W-RA-24"-4X | 1,000 Ohm (Three Wires) RTD, Rigid Probe Averaging, 24", NEMA 4X Enclosure | 258
140447 | A/1K-3W-PO-8” | 1,000 Ohm (Three Wires) RTD, Probe Only, 8" | 34
140448 | A/TTM1K-I-6"-2-BB | Transmitter w/ 1,000 Ohm RTD (NIST Cert), Immersion, Welded Well, 6", NEMA 3R Enclosure, 2-10VDC Output | 221
140450 | A/100KS-INW-4"-GD | 100,000 Ohm Thermistor, Immersion, No Well, 4", Galvanized Enclosure | 27
140451 | A/100KS-INW-6"-GD | 100,000 Ohm Thermistor, Immersion, No Well, 6", Galvanized Enclosure | 27
140453 | A/10K-E1-INW-2.5"-GD | 10,000 Ohm (E1) Thermistor, Immersion, No Well, 2.5", Galvanized Enclosure | 27
140455 | A/100-3W-HT-INW-4"-GD | 100 Ohm (Three Wires) RTD, High Temperature Immersion, No Well, 4", Galvanized Enclosure | 170
140456 | A/100-3W-HT-INW-6"-GD | 100 Ohm (Three Wires) RTD, High Temperature Immersion, No Well, 6", Galvanized Enclosure | 170
140457 | A/1K-3W-HT-INW-6"-GD | 1,000 Ohm (Three Wires) RTD, High Temperature Immersion, no Well, 6" 316SS, Galvanized Enclosure | 170
140458 | A/1K-3W-LT-INW-6"-GD | 1,000 Ohm (Three Wires) RTD, Low Temperature Immersion, No Well, 6", Galvanized Enclosure | 252
140460 | A/1K-3W-INW-6"-GD | 1,000 Ohm (Three Wires) RTD, Immersion, No Well, 6", Galvanized Enclosure | 42
140466 | A/1.8K-INW-2.5"-GD | 1,800 Ohm Thermistor, Immersion, No Well, 2.5", Galvanized Enclosure | 27
140467 | A/CSI-INW-2.5"-GD | 10,000 Ohm (CSI) Thermistor, Immersion, No Well, 2.5", Galvanized Enclosure | 27
140468 | A/TT100-INW-2.5"-1-GD | Transmitter w/ 100 Ohm RTD, Immersion, No Well, 2.5", Galvanized Enclosure, 1-5VDC Output | 140
140469 | A/TT100-INW-4"-1-GD | Transmitter w/ 100 Ohm RTD, Immersion, No Well, 4", 1-5VDC Output | 140
140470 | A/TT100-INW-4"-2-GD | Transmitter w/ 100 Ohm RTD, Immersion, No Well, 4", Galvanized Enclosure, 2-10VDC Output | 144
140471 | A/TUCH2-4-20MA-0048 | LCD, RH2%, DEG F | 500
140486 | A/TT1K-HT-INW-4"-1-GD | Transmitter w/ 1,000 Ohm RTD, High Temperature Immersion, No Well, 4", Galvanized Enclosure, 1-5VDC Output | 318
140553 | A/RH2-AN-R2S | Relative Humidity, RH Outputs: 0-5, 0-10 VDC & 4-20mA (Default), Room (R2), ± 2% Accuracy, 10K Ohm Thermistor, w/ Setpoint & Override | 320
140557 | A/RH5-CP-RSO | Relative Humidity, RH Outputs: 0-5, 0-10 VDC & 4-20mA (Default), Room (R), ± 5% Accuracy, 10K Ohm Thermistor (Type II), Setpoint:0-100K, Override | 217.2
140565 | A/RH3-AN-R2SO | Relative Humidity, RH Outputs: 0-5, 0-10 VDC & 4-20mA (Default), Room (R2), ± 3% Accuracy, 10K Ohm Thermistor (Type III), Setpoint, Override | 270
140566 | A/RH2-AN-R2S | Relative Humidity, RH Outputs: 0-5, 0-10 VDC & 4-20mA (Default), Room (R2), ± 2% Accuracy, 10K Ohm Thermistor (Type III), Setpoint:0-100K | 320
140567 | A/3K-IM-4"-GD | 3,000 Ohm Thermistor, Immersion, Machined Well, 4", Galvanized Enclosure | 80
140574 | NSG HEAT TRANSFER PASTE 16 OZ | NonSilicon Grease, 16 Oz | 270
140579 | A/1K-NI-FA-8'-PB | 1,000 Ohm Nickel RTD, Flexible Cable Averaging, 8', Plastic Enclosure | 215
140581 | A/RH2-10K-E1-R | Relative Humidity, RH Outputs: 0-5, 0-10 VDC & 4-20mA (Default), Room (R), ± 2% Accuracy, 10,000 Ohm Thermistor (E1) | 310
140584 | 85930-019-215 | Smart Sensor replacement, IR-Carbon Dioxide, 0-5% Volume | 725
140624 | A/TUC2-20K-0022 | 20,000 Ohm Thermistor, Setpoint, LCD, RS232 | 251
140625 | A/RH3-R2SO | Relative Humidity, RH Outputs: 0-5, 0-10 VDC & 4-20mA (Default), Room (R2), ± 3% Accuracy, Setpoint and Override | 260
140626 | A/RH3-CP-RSO | Relative Humidity, RH Outputs: 0-5, 0-10 VDC & 4-20mA (Default), Room (R), ± 3% Accuracy, 10K Ohm Thermistor (Type II), Setpoint:0-10K, Override | 270
140634 | A/RH3-CP-R2S | Relative Humidity, RH Outputs: 0-5, 0-10 VDC & 4-20mA (Default), Room (R2), ± 3% Accuracy, 10K Ohm Thermistor (Type II), Setpoint:0-2K | 260
140635 | A/100-3W-R-EXPL | 100 Ohm (Three Wires) RTD, Hazardous, Room (R), 2" | 525
140638 | Q8-GENL-100L-O-X-ACETYLENE | Expl Proof, Smart Sensor, Acetylene, 0-100% LEL, 3 SPDT Relays, NEMA 4X, 4-20mA, 2-10V, or Modbus RTU | 1910
140639 | Q8-O2-25V-O-X | Expl Proof, Smart Sensor, Oxygen, 0-25% Volume, 3 SPDT Relays, NEMA 4X, 4-20mA, 2-10V, or Modbus RTU | 2180
140640 | R-SWITCH | Remote Reset Switch for M-Switch | 400
140647 | A/BALCO-INW-4"-4X | 1,000 Ohm Balco RTD, Immersion, No Well, 4", NEMA 4X Enclosure | 85
140654 | B5C-CO-250P-O-X | BACnet MSTP, Smart Sensor, Carbon Monoxide, 0-250 ppm, 3 SPDT Relays, ETL, NEMA 4X | 715
140670 | A/10K-E1-A-24'-GD | 10,000 Ohm (E1) Thermistor, Copper Averaging, 24', Galvanized Enclosure | 230
140671 | A/TT100-HT-INW-4"-1-GD | Transmitter w/ 100 Ohm RTD, High Temperature Immersion, No Well, 4", Galvanized Enclosure, 1-5VDC Output | 318
140672 | A/TT100-HT-INW-6"-4-GD | Transmitter w/ 100 Ohm RTD, High Temperature Immersion, No Well, 6", Galvanized Enclosure, 4-20mA Output | 327
140673 | A/TT100-LT-INW-4"-4-GD | Transmitter w/ 100 Ohm RTD, Low Temperature Immersion, No Well, 4" 316SS, 4-20mA Output | 340
140675 | A/RH2-CP-RSO | Relative Humidity, RH Outputs: 0-5, 0-10 VDC & 4-20mA (Default), Room (R), ± 2% Accuracy, 10K Ohm Thermistor (Type II), Setpoint:0-10K, Override | 330
140676 | A/TUCH2-AN-0060 | LCD, RH3%, SET, DEG F | 450
140678 | A/RH2-CP-R2S | Relative Humidity, RH Outputs: 0-5, 0-10 VDC & 4-20mA (Default), Room, ± 2% Accuracy, 10K Ohm Thermistor (Type II), Setpoint:0-10K | 320
140684 | A/TT1K-HT-INW-2.5"-1-GD | Transmitter w/ 1,000 Ohm RTD, High Temperature Immersion, 2.5", Galvanized Enclosure, 1-5VDC Output | 318
140685 | A/TT1K-HT-INW-2.5"-2-GD | Transmitter w/ 1,000 Ohm RTD, High Temperature Immersion, 2.5", Galvanized Enclosure, 2-10VDC Output | 318
140686 | A/TT1K-HT-INW-4"-2-GD | Transmitter w/ 1,000 Ohm RTD, High Temperature Immersion, 4", Galvanized Enclosure, 2-10VDC Output | 318
140687 | A/TT1K-HT-INW-6"-2-GD | Transmitter w/ 1,000 Ohm RTD, High Temperature Immersion, 6", Galvanized Enclosure, 2-10VDC Output | 327
140690 | A/TT1K-LT-INW-4"-4-GD | Transmitter w/ 1,000 Ohm RTD, Low Temperature Immersion, 4", Galvanized Enclosure, 4-20mA Output | 350
140691 | A/TT1K-LT-INW-6"-4-GD | Transmitter w/ 1,000 Ohm RTD, Low Temperature Immersion, 6", Galvanized Enclosure, 4-20mA Output | 350
140692 | A/TTM100-INW-4"-2-GD | Transmitter w/ 100 Ohm RTD (NIST Cert), Immersion, No Well, 4", Galvanized Enclosure, 2-10VDC Output | 174
140693 | A/TTM1K-HT-INW-4"-4-GD | Transmitter w/ 1,000 Ohm RTD (NIST Cert), High Temperature Immersion, No Well, 4", Galvanized Enclosure, 4-20mA Output | 352
140694 | A/TTM1K-INW-4"-2-GD | Transmitter w/ 1,000 Ohm RTD (NIST Cert), Immersion, No Well, 4", Galvanized Enclosure, 2-10VDC Output | 174
140697 | A/100KS-INW-2.5"-PB | 100,000 Ohm Thermistor, Immersion, No Well, 2.5", Plastic Enclosure | 27
140698 | A/100KS-INW-4"-PB | 100,000 Ohm Thermistor, Immersion, No Well, 4", Plastic Enclosure | 27
140699 | A/10K-E1-INW-2.5"-PB | 10,000 Ohm (E1) Thermistor, Immersion, No Well, 2.5", Plastic Enclosure | 27
140700 | A/10K-E1-INW-4"-PB | 10,000 Ohm (E1) Thermistor, Immersion, No Well, 4", Plastic Enclosure | 27
140701 | A/10KS-INW-2.5"-PB | 10,000 Ohm Thermistor, Immersion, No Well, 2.5", Plastic Enclosure | 27
140706 | A/AN-BC-INW-2.5"-PB | 10,000 Ohm Thermistor w/11K Shunt, Immersion, No Well, 2.5", Plastic Enclosure | 27
140712 | A/CSI-INW-2.5"-PB | 10,000 Ohm (CSI) Thermistor, Immersion, No Well, 2.5", Plastic Enclosure | 27
140714 | A/TT1K-INW-2.5"-2-PB | Transmitter w/ 1,000 Ohm RTD, Immersion, No Well, 2.5", Plastic Enclosure, 2-10VDC Output | 140
140715 | A/TT1K-INW-4"-2-PB | Transmitter w/ 1,000 Ohm RTD, Immersion, No Well, 4", Plastic Enclosure, 2-10VDC Output | 144
140716 | A/TT1K-INW-6"-1-PB | Transmitter w/ 1,000 Ohm RTD, Immersion, No Well, 6", Plastic Enclosure, 1-5VDC Output | 140
140717 | A/TTM100-INW-4"-4-PB | Transmitter w/ 100 Ohm RTD (NIST Cert), Immersion, No Well, 4", Plastic Enclosure, 4-20mA Output | 174
140718 | A/TTM100-INW-6"-4-PB | Transmitter w/ 100 Ohm RTD (NIST Cert), Immersion, No Well, 6", Plastic Enclosure, 4-20mA Output | 174
140719 | A/TTM1K-INW-4"-2-PB | Transmitter w/ 1,000 Ohm RTD (NIST Cert), Immersion, No Well, 4", Plastic Enclosure, 2-10VDC Output | 174
140720 | A/1.8K-INW-6"-PB | 1,800 Ohm Thermistor, Immersion, No Well, 6", Plastic Enclosure | 27
140723 | A/1K-2W-A-50'-BB | 1,000 Ohm (Two Wires) RTD, Copper Averaging, 50', NEMA 3R Enclosure | 391.5
140726 | A/1.8K-INW-6"-GD | 1,800 Ohm Thermistor, Immersion, No Well, 6", Galvanized Enclosure | 27
140727 | A/100-3W-HT-INW-2.5"-BB | 100 Ohm (Three Wires) RTD, High Temperature Immersion, No Well, 2.5", NEMA 3R Enclosure | 186.5
140728 | A/100-3W-INW-4"-BB | 100 Ohm (Three Wires) RTD, Immersion, No Well, 4", NEMA 3R Enclosure | 58.5
140729 | A/100KS-INW-2.5"-BB | 100,000 Ohm Thermistor, Immersion, No Well, 2.5", NEMA 3R Enclosure | 43.5
140731 | A/10KS-INW-2.5"-BB | 10,000 Ohm Thermistor, Immersion, No Well, 2.5", NEMA 3R Enclosure | 43.5
140732 | A/1K-3W-HT-INW-4"-BB | 1,000 Ohm (Three Wires) RTD, High Temperature Immersion, No Well, 4", NEMA 3R Enclosure | 186.5
140740 | A/3K-INW-2.5"-BB | 3,000 Ohm Thermistor, Immersion, No Well, 2.5", NEMA 3R Enclosure | 43.5
140747 | A/BALCO-INW-2.5"-BB | 1,000 Ohm Balco RTD, Immersion, No Well, 2.5", NEMA 3R Enclosure | 68.5
140748 | A/BALCO-INW-4"-BB | 1,000 Ohm Balco RTD, Immersion, No Well, 4", NEMA 3R Enclosure | 68.5
140749 | A/BALCO-INW-6"-BB | 1,000 Ohm Balco RTD, Immersion, No Well, 6", NEMA 3R Enclosure | 68.5
140750 | A/CSI-INW-2.5"-BB | 10,000 Ohm (CSI) Thermistor, Immersion, No Well, 2.5", NEMA 3R Enclosure | 43.5
140751 | A/CSI-INW-6"-BB | 10,000 Ohm (CSI) Thermistor, Immersion, No Well, 6", NEMA 3R Enclosure | 43.5
140752 | A/TT100-INW-2.5"-2-BB | Transmitter w/ 100 Ohm RTD, Immersion, No Well, 2.5", NEMA 3R Enclosure, 2-10VDC Output | 156
140753 | A/TT100-INW-4"-2-BB | Transmitter w/ 100 Ohm RTD, Immersion, No Well, 4", NEMA 3R Enclosure, 2-10VDC Output | 156
140754 | A/TT1K-HT-INW-4"-2-BB | Transmitter w/ 1,000 Ohm RTD, High Temperature Immersion, No Well, 4", NEMA 3R Enclosure, 2-10VDC Output | 345
140755 | A/TT1K-HT-INW-4"-4-BB | Transmitter w/ 1,000 Ohm RTD, High Temperature Immersion, No Well, 4", NEMA 3R Enclosure, 4-20mA Output | 345
140756 | A/TT1K-INW-4"-2-BB | Transmitter w/ 1,000 Ohm RTD, Immersion, No Well, 4", NEMA 3R Enclosure, 2-10VDC Output | 161
140757 | A/TT1K-INW-4"-4-BB-POTTED | Transmitter w/ 1,000 Ohm RTD, Immersion, No Well, 4", NEMA 3R Enclosure, 4-20mA Output, Potted Board | 181
140758 | A/TT1K-INW-6"-2-BB | Transmitter w/ 1,000 Ohm RTD, Immersion, No Well, 6", NEMA 3R Enclosure, 2-10VDC Output | 156
140769 | A/DLP-001-W-U-N-A-0 | Differential Pressure, (0.5% Acc), 0.1, 0.2, 0.5, 1 inWC (Default) , Unidirectional (Default), Bidirectional (Selectable) | 235
140771 | A/RH2-3K-O-4X | Relative Humidity, RH Outputs: 0-5, 0-10 VDC & 4-20mA (Default), Outside Air, ± 2% Accuracy, 3,000 Ohm Thermistor (ASI), NEMA 4X Enclosure | 341.5
140772 | A/TT1K-LT-INW-2.5"-1-BB | Transmitter w/ 1,000 Ohm RTD, Low Temperature Immersion, No Well, 2.5", NEMA 3R Enclosure, 1-5VDC Output | 367
140773 | A/DLP-001-W-U-D-A-0 | Differential Pressure, (0.5% Acc), 0.1, 0.2, 0.5, 1 inWC (Default) , LCD, Unidirectional (Default), Bidirectional (Selectable) | 295
140774 | A/DLP-010-W-U-N-A-0 | Differential Pressure, (0.5% Acc), 1, 2, 5, 10 inWC (Default), Unidirectional (Default), Bidirectional (Selectable) | 235
140775 | A/TTM100-INW-2.5"-4-BB-POTTED | Transmitter w/ 100 Ohm RTD (NIST Cert), Immersion, No Well, 2.5", NEMA 3R Enclosure, 4-20mA Output, Potted Board | 211
140776 | A/DLP-010-W-U-D-A-0 | Differential Pressure, (0.5% Acc), 1, 2, 5, 10 inWC (Default), LCD, Unidirectional (Default), Bidirectional (Selectable) | 295
140777 | A/DLP-040-W-U-N-A-0 | Differential Pressure, (0.5% Acc), 10, 20, 30, 40 inWC (Default), Unidirectional (Default), Bidirectional (Selectable) | 235
140778 | A/DLP-040-W-U-D-A-0 | Differential Pressure, (0.5% Acc), 10, 20, 30, 40 inWC (Default), LCD, Unidirectional (Default), Bidirectional (Selectable) | 295
140800 | A/TTM100-INW-4"-4-BB | Transmitter w/ 100 Ohm RTD (NIST Cert), Immersion, No Well, 4", NEMA 3R Enclosure, 4-20mA Output | 191
140801 | A/TTM1K-HT-INW-2.5"-4-BB | Transmitter w/ 1,000 Ohm RTD (NIST Cert), High Temperature Immersion, No Well, 2.5" 316SS, 4-20mA Output, NEMA 3R Enclosure | 385
140804 | A/1.8K-INW-6"-BB | 1,800 Ohm Thermistor, Immersion, No Well, 6", NEMA 3R Enclosure | 43.5
140805 | A/1.8K-INW-2.5"-PB | 1,800 Ohm Thermistor, Immersion, No Well, 2.5", Plastic Enclosure | 27
140808 | A/100KS-INW-4"-4X | 100,000 Ohm Thermistor, Immersion, No Well, 4", NEMA 4X Enclosure | 60
140812 | A/10K-E1-INW-2.5"-4X | 10,000 Ohm (E1) Thermistor, Immersion, No Well, 2.5", NEMA 4X Enclosure | 60
140813 | A/10K-E1-INW-4"-4X | 10,000 Ohm (E1) Thermistor, Immersion, No Well, 4", NEMA 4X Enclosure | 60
140814 | A/TUC2-SP-0002 | LCD, TEMP SETPOINT ONLY | 235
140816 | A/10KS-INW-2.5"-4X | 10,000 Ohm Thermistor, Immersion, No Well, 2.5", NEMA 4X Enclosure | 60
140817 | A/10KS-INW-6"-4X | 10,000 Ohm Thermistor, Immersion, No Well, 6", NEMA 4X Enclosure | 60
140820 | A/1K-3W-INW-4"-4X | 1,000 Ohm (Three Wires) RTD, Immersion, No Well, 4", NEMA 4X Enclosure | 60
140821 | A/1K-3W-INW-6"-4X | 1,000 Ohm (Three Wires) RTD, Immersion, No Well, 6", NEMA 4X Enclosure | 75
140832 | B5-SO2-6P-O-X | BACnet MSTP, Smart Sensor, Sulpher Dioxide, 0-6 ppm, 3 SPDT Relays, NEMA 4X | 1590
140840 | B5-ETO-20P-O-X | BACnet MSTP, Smart Sensor, Ethylene Oxide, 0-20 ppm, 3 SPDT Relays, NEMA 4X | 1590
140841 | Q5-C4H10-100L-O-X | Smart Sensor, Iso-Butane, 0-100% LEL, 3 SPDT Relays, NEMA 4X, 4-20mA, 2-10V, or Modbus RTU | 840
140900 | A/1K-3W-INW-2.5"-4X | 1,000 Ohm (Three Wires) RTD, Immersion, No Well, 2.5", NEMA 4X Enclosure | 60
140915 | A/AN-BC-INW-6"-4X | 10,000 Ohm Thermistor w/11K Shunt, Immersion, No Well, 6", NEMA 4X Enclosure | 60
140918 | A/BALCO-INW-2.5"-4X | 1,000 Ohm Balco RTD, Immersion, No Well, 2.5", NEMA 4X Enclosure | 85
140919 | A/BALCO-INW-6"-4X | 1,000 Ohm Balco RTD, Immersion, No Well, 6", NEMA 4X Enclosure | 85
140921 | A/AN-BC-SP-OR | 10,000 Ohm Thermistor w/11K Shunt, Wall Plate, Stainless Steel, w/ Override | 40
140922 | A/CSI-INW-2.5"-4X | 10,000 Ohm (CSI) Thermistor, Immersion, No Well, 2.5", NEMA 4X Enclosure | 60
140924 | A/CSI-INW-6"-4X | 10,000 Ohm (CSI) Thermistor, Immersion, No Well, 6", NEMA 4X Enclosure | 60
140925 | A/TT100-HT-INW-2.5"-2-GD | Transmitter w/ 100 Ohm RTD, High Temperature Immersion, No Well, 2.5" 316SS, Galvanized Enclosure, 2-10VDC Output | 318
140926 | A/TT100-INW-2.5"-1-4X | Transmitter w/ 100 Ohm RTD, Immersion, No Well, 2.5", NEMA 4X Enclosure, 1-5VDC Output | 173
140927 | A/TT1K-INW-2.5"-1-4X | Transmitter w/ 1,000 Ohm RTD, Immersion, No Well, 2.5", NEMA 4X Enclosure, 1-5VDC Output | 173
140930 | A/TT1K-INW-4"-2-4X | Transmitter w/ 1,000 Ohm RTD, Immersion, No Well, 4", NEMA 4X Enclosure, 2-10VDC Output | 178
140933 | A/TT1K-INW-6"-2-4X | Transmitter w/ 1,000 Ohm RTD, Immersion, No Well, 6", NEMA 4X Enclosure, 2-10VDC Output | 178
140936 | A/TTM100-INW-2.5"-4-4X | Transmitter w/ 100 Ohm RTD (NIST Cert), Immersion, No Well, 2.5", NEMA 4X Enclosure, 4-20mA Output | 213
140937 | A/TTM100-INW-6"-4-4X | Transmitter w/ 100 Ohm RTD (NIST Cert), Immersion, No Well, 6", NEMA 4X Enclosure, 4-20mA Output | 213
140942 | A/1.8K-INW-6"-4X | 1,800 Ohm Thermistor, Immersion, No Well, 6", NEMA 4X Enclosure | 60
140948 | A/100-3W-LT-INW-6"-GD | 100 Ohm (Three Wires) RTD, Low Temperature Immersion, No Well, 6" 316SS, Galvanized Enclosure | 252
140955 | A/RH2-1K-NI-RSO | Relative Humidity, RH Outputs: 0-5, 0-10 VDC & 4-20mA (Default), Room (R), ± 2% Accuracy, 1,000 Ohm Nickel RTD | 330
140956 | A/TUC2-0-5V-0003 | 0-5VDC Output, Setpoint, w/ Override, LCD | 235
140960 | A/10K-E1-DO-8" | 10,000 Ohm (E1) Thermistor, Duct, Without Box, 8" | 24.5
140968 | A/20K-PO-2"-EXPL | 20,000 Ohm Thermistor, Hazardous, Probe Only, 2" | 75
140970 | A/CUSTOM CAL GAS | CUSTOM CALIBRATION FOR GAS | 15
140974 | A/RH2-1K-2W-D-3.25”-BB | Relative Humidity, RH Outputs: 0-5, 0-10 VDC & 4-20mA (Default), Duct (3.25" SS), ± 2% Accuracy, 1,000 Ohm RTD (Two Wires) , NEMA 3R Enclosure | 315
140975 | A/AN-INW-2.5"-EXPL | 10,000 Ohm Thermistor (Type III), Hazardous, Immersion, No Well, 2.5" | 525
140976 | A/AN-INW-4"-EXPL | 10,000 Ohm Thermistor (Type III), Hazardous, Immersion, No Well, 4" | 500
140977 | A/CP-INW-2.5"-EXPL | 10,000 Ohm Thermistor (Type II), Hazardous, Immersion, No Well, 2.5" | 500
140978 | A/CP-INW-4"-EXPL | 10,000 Ohm Thermistor (Type II), Hazardous, Immersion, No Well, 4" | 500
140979 | A/1K-2W-INW-4"-EXPL | 1,000 Ohm (Two Wires) RTD, Hazardous, Immersion, No Well, 4" | 500
140980 | A/20K-INW-4"-EXPL | 20,000 Ohm Thermistor, Hazardous, Immersion, No Well, 4" | 525
140982 | A/TT100-INW-4"-4-EXPL | Transmitter w/ 100 Ohm RTD, Hazardous, Immersion, No Well, 4", 4-20mA Output | 625
140983 | A/TT1K-INW-4"-4-EXPL | Transmitter w/ 1,000 Ohm RTD, Hazardous, Immersion, No Well, 4", 4-20mA Output | 625
140984 | A/TT1K-INW-2.5"-4-EXPL | Transmitter w/ 1,000 Ohm RTD, Hazardous, Immersion, No Well, 2.5", 4-20mA Output | 625
140985 | A/TTM1K-INW-6"-4-EXPL | Transmitter w/ 1,000 Ohm RTD (NIST Cert), Hazardous, Immersion, No Well, 6", 4-20mA Output | 655
140986 | A/RH2-CP-RSO | Relative Humidity, RH Outputs: 0-5, 0-10 VDC & 4-20mA (Default), Room (R), ± 2% Accuracy, 10K Ohm Thermistor (Type II), Setpoint:0-10K, Override | 330
140988 | A/1K-NI-FA-12'-4X | 1,000 Ohm Nickel RTD, Flexible Cable Averaging, 12', NEMA 4X Enclosure | 248
140998 | A/PT-DLP | Static Pitot Tube for DLP Series, 7" | 30
140999 | A/DRC-DLP | Din Rail Mounting, DLP | 10
141006 | A/100-2W-I-2.5"-PB | 100 Ohm (Two Wires) RTD, Immersion, Welded Well, 2.5", Plastic Enclosure | 73
141009 | A/TTM1K-HT-BP-4-GD-8' | Transmitter w/ 1,000 Ohm RTD (NIST CERT), High Temperature Bullet Probe, 1", 316 SS, Galvanized Enclosure, 8', 4-20mA Output | 362
141010 | A/WPR2-100-40 | Wet Differential Pressure, 0-10, 0-25, 0-50, 0-100 PSID (Default), 40' Cables, Outputs: 0-10 VDC (Default), 0-5 VDC, 4-20mA (Selectable) | 800
141020 | A/TTM1K-INW-2.5"-2-GD | Transmitter w/ 1,000 Ohm RTD (NIST Cert), Immersion, No Well, 2.5", Galvanized Enclosure, 2-10VDC Output | 204
141021 | A/RH3-3K-R2SO | Relative Humidity, RH Outputs: 0-5, 0-10 VDC & 4-20mA (Default), Room (R2), ± 3% Accuracy, 3,000 Ohm Thermistor, Setpoint:10K-30K, Override | 270
141022 | A/TUC2-4-20MA-0031 | 4-20mA Output, Setpoint, LCD, RJ6 | 251
141025 | A/TT1K-IM-6"-4-GD | Transmitter w/ 1,000 Ohm RTD, Immersion, Machined Well, 6", Galvanized Enclosure, 4-20mA Output | 197
141028 | A/RH3-AN-RSO | Relative Humidity, RH Outputs: 0-5, 0-10 VDC & 4-20mA (Default), Room (R), ± 3% Accuracy, 10K Ohm Thermistor (Type III), Setpoint:0-10K, Override | 270
141032 | A/TUCH2-4-20MA-0049 | LCD, RH2%, DEG F | 500
141036 | Q5C-CO-250P-O-X | Smart Sensor, Carbon Monoxide, 0-250 ppm, 3 SPDT Relays, ETL, NEMA 4X, 4-20mA, 2-10V, or Modbus RTU | 715
141038 | Q5-GENL-100L-O-X-ACETLYENE | Smart Sensor, Acetylene, 0-100% LEL, 3 SPDT Relays, NEMA 4X, 4-20mA, 2-10V, or Modbus RTU | 840
141040 | A/TUC2-AN-0082 | 10,000 Ohm Thermistor (Type III), Setpoint, w/ Override, LCD | 235
141041 | A/100KS-A-8'-BB | 100,000 Ohm Thermistor, Copper Averaging, 8', NEMA 3R Enclosure | 131.5
141042 | A/TUCH2-CP-0137 | LCD, RH2%, SET, O/R,RS232,DEGF | 516
141051 | Q8-H2S-25P-O-X | Expl Proof, Smart Sensor, Hydrogen Sulphide, 0-25 ppm, 3 SPDT Relays, NEMA 4X, 4-20mA, 2-10V, or Modbus RTU | 2235
141054 | A/TTM1K-IM-2.5"-4-GD | Transmitter w/ 1,000 Ohm RTD (NIST Cert), Immersion, Machined Well, 6", Galvanized Enclosure, 4-20mA Output | 227
141058 | A/1K-NI-DO-8"-6'CL2P | 1,000 Ohm Nickel RTD, Duct, Without Box, 8", 6' Plenum Cable | 50
141059 | GSG-1 | Gas Sensor Guard | 100
141061 | A/RH2-AN-R2SO | Relative Humidity, RH Outputs: 0-5, 0-10 VDC & 4-20mA (Default), Room, ± 2% Accuracy, 10K Ohm Thermistor (Type III), Setpoint:0-10K, Override | 330
141063 | DT2630A-04-300 | Wireless, Temp, Duct, 4", Trans Interval 300 sec | 435
141065 | A/100KS-DO-18"-6'CL2P | 10,000 Ohm Thermistor (Type II), Duct, Without Box, 18", 6' Plenum Cable | 34.5
141066 | A/RH5-CP-RS | Relative Humidity, RH Outputs: 0-5, 0-10 VDC & 4-20mA (Default), Room (R), ± 5% Accuracy, 10K Ohm Thermistor (Type II), Setpoint:0-10K | 207.2
141067 | A/TUC2-AN-0086 | 10,000 Ohm Thermistor (Type III), Setpoint, LCD | 235
141068 | A/1K-2W-DO-8"-6'CL2P | 1,000 Ohm (Two Wires) RTD, Duct, Without Box, 8", 6' Plenum Cable | 42
141070 | A/RH5-100-2W-R2 | Relative Humidity, RH Outputs: 0-5, 0-10 VDC & 4-20mA (Default), Room (R2), ± 5% Accuracy, 100 Ohm RTD (Two Wires) | 197.2
141072 | A/DLP-001-W-U-N-A-3 | Differential Pressure, (0.5% Acc), 0.1, 0.2, 0.5, 1 inWC (Default) , Unidirectional (Default), Bidirectional (Selectable), Pitot Tube & DIN Rail Clip | 269
141073 | A/DLP-001-W-U-D-A-3 | Differential Pressure, (0.5% Acc), 0.1, 0.2, 0.5, 1 inWC (Default) , LCD, Unidirectional (Default), Bidirectional (Selectable), Pitot Tube & DIN Rail Clip | 329
141074 | A/DLP-010-W-U-N-A-3 | Differential Pressure, (0.5% Acc), 1, 2, 5, 10 inWC (Default), Unidirectional (Default), Bidirectional (Selectable), Pitot Tube & DIN Rail Clip | 269
141075 | A/DLP-010-W-U-D-A-3 | Differential Pressure, (0.5% Acc), 1, 2, 5, 10 inWC (Default), LCD, Unidirectional (Default), Bidirectional (Selectable), Pitot Tube & DIN Rail Clip | 329
141076 | A/DLP-040-W-U-N-A-3 | Differential Pressure, (0.5% Acc), 10, 20, 30, 40 inWC (Default), Unidirectional (Default), Bidirectional (Selectable), Pitot Tube & DIN Rail Clip | 269
141077 | A/DLP-040-W-U-D-A-3 | Differential Pressure, (0.5% Acc), 10, 20, 30, 40 inWC (Default), LCD, Unidirectional (Default), Bidirectional (Selectable), Pitot Tube & DIN Rail Clip | 329
141078 | A/TT100-I-4"-4-4X-POTTED | Transmitter w/ 100 Ohm RTD, Immersion, Welded Well, 4", NEMA 4X Enclosure, 4-20mA Output, Potted Board | 230
141082 | A/AN-BC-PM-20'Z | 10,000 Ohm Thermistor w/11K Shunt, Pipe Mount, Brass, 20' Zip Cable | 44
141086 | A/100-3W-PO-4"-20'CL2P | 100 Ohm (Three Wires) RTD, Probe Only, 4", 20' Plenum Cable | 98
141090 | A/TTM1K-LT-BP-2-GD-8' | Transmitter w/ 1,000 Ohm RTD (NIST Cert), Low Temperature Bullet Probe, 1", 316SS, Galvanized Enclosure, 8', 2-10VDC Output | 362
142000 | A/TUCH2-3K-0002 | LCD, RH3%, SET, DEG F | 450
142001 | A/BALCO-DO-12" | 1,000 Ohm Balco RTD, Duct, Without Box, 12" | 49.5
142003 | A/AN-RA-48"-PB | 10,000 Ohm Thermistor (Type II), Rigid Probe Averaging, 48", Plastic Enclosure | 105
142007 | A/CP-DO-12"-20'CL2P | 10,000 Ohm Thermistor (Type II), Duct, Without Box, 12", 20' Plenum Cable | 58.5
142011 | A/CP-I-6"-EXPL | 10,000 Ohm Thermistor (Type II), Hazardous, Immersion, Welded Well, 6" | 525
142012 | A/TTM1K-INW-6"-1-BB | Transmitter w/ 1,000 Ohm RTD (NIST Cert), Immersion, No Well, 6", NEMA 3R Enclosure, 1-5VDC Output | 196
142016 | A/TTM1K-A-12'-1-BB | Transmitter w/ 1,000 Ohm RTD (NIST Cert), Copper Averaging, 12', NEMA 3R Enclosure, 1-5VDC Output | 431
142017 | A/RH2-TT100-O-SUN-2 | Relative Humidity, RH Outputs: 0-5, 0-10 VDC & 4-20mA (Default), Outside Air, ± 2% Accuracy, Transmitter w/ 100 Ohm RTD, Sun Shield, 2-10VDC (Temp) | 697
142018 | B5-H2S-100P-O-X | BACnet MSTP, Smart Sensor, Hydrogen Sulphide, 0-100 ppm, 3 SPDT Relays, NEMA 4X, 4-20mA, 2-10V, or Modbus RTU | 1160
142026 | A/20K-PM-20'ZIP | 20,000 Ohm Thermistor, Pipe Mount, 20' Zip Wire | 44
142028 | A/10K-E1-SP | 10,000 Ohm (E1) Thermistor, Wall Plate, Stainless Steel | 22
142031 | A/AN-BC-FA-12'-4X | 10,000 Ohm Thermistor w/11K Shunt, Flexible Cable Averaging, 12', NEMA 4X Enclosure | 185
142034 | A/1K-NI-IM-2.5"-BB | 1,000 Ohm Nickel RTD, Immersion, Machined Well, 2.5", NEMA 3R Enclosure | 101.5
142036 | A/1.8K-PM-20'CL2P | 1,800 Ohm Thermistor, Pipe Mount, 20' Plenum Cable | 62
142037 | A/TUCH2-0-10V-0061 | LCD, RH3%, SET, DEG F | 450
142038 | RN (5.8K-26.1K) | Resistor Network (5.8k to 26.1k Ohms) | 45
142039 | A/TT100-INW-6"-4-BB | Transmitter w/ 100 Ohm RTD, Immersion, No Well, 6", NEMA 3R Enclosure, 4-20mA Output | 161
142040 | A/1K-3W-I-2.5"-PB | 1,000 Ohm (Three Wires) RTD, Immersion, Welded Well, 2.5", Plastic Enclosure | 73
142042 | A/AN-BC-PM-20'CL2P | 10,000 Ohm Thermistor w/11K Shunt, Pipe Mount, 20' Plenum Cable | 62
142043 | A/TT1K-BP-4-GD-10'CL2P | Transmitter w/ 1,000 Ohm RTD, Bullet Probe, 1", 10' Plenum Cable, Galvanized Enclosure, 4-20mA Output | 144
142060 | A/1K-2W-DO-6"-6'CL2P | 1,000 Ohm (Two Wires) RTD, Duct, Without Box, 6", 6' Plenum Cable | 42
142063 | A/RH3-AN-SP-05 | Relative Humidity, RH Outputs: 0-5 VDC, Wall Plate 304SS, ± 3% Accuracy, 10,000 Ohm Thermistor (Type III), 0-5VDC | 270
142066 | A/TT1K-HT-I-6"-2-BB | Transmitter w/ 1,000 Ohm RTD, High Temperature Immersion, Welded Well, 6" 316SS, NEMA 3R Enclosure, 2-10VDC Output | 371
142068 | A/TUCH2-CP-0138 | LCD, RH2%, SET, O/R, DEG F | 500
142069 | A/TUCH2-1K-0009 | LCD, RH2%, DEG F | 500
142074 | A/100-3W-D-18"-BB | 100 Ohm (Three Wires) RTD, Duct, 18", NEMA 3R Enclosure | 63.5
142075 | A/100-3W-IM-2.5"-BB | 100 Ohm Platinum (Three Wires) RTD, Immersion, Machined Well, 2.5", NEMA 3R Enclosure | 101.5
142076 | A/1K-LTS-4X-6' | 1,000 Ohm RTD, 2" Freezer Probe 316SS, NEMA 4X Enclosure, 6' | 158
142080 | A/RH2-AN-RSO | Relative Humidity, RH Outputs: 0-5, 0-10 VDC & 4-20mA (Default), Room (R), ± 2% Accuracy, 10K Ohm Thermistor (Type III), Setpoint:0-10K, Override | 330
142086 | A/RH5-CP-D-4X | Relative Humidity, RH Outputs: 0-5, 0-10 VDC & 4-20mA (Default), Duct, ± 5% Accuracy, 10,000 Ohm Thermistor (Type II), NEMA 4X Enclosure | 222.9
142090 | A/RH5-1K-2W-R2O | Relative Humidity, RH Outputs: 0-5, 0-10 VDC & 4-20mA (Default), Room (R2), ± 5% Accuracy, 1,000 Ohm RTD (Two Wires), w/ Override | 207.2
142091 | A/SYPHON-180-H | Syphon, ¼” MNPT, 180°, Schedule 40, 316 SS | 112
142095 | A/TUC2-AN-0088 | 10,000 Ohm Thermistor (Type III), Setpoint, LCD | 235
142098 | A/1K-NI-IM-4"-4X | 1,000 Ohm Nickel RTD, Immersion, Machined Well, 4", NEMA 4X Enclosure | 128
142099 | A/1K-NI-O-SUN | 1,000 Ohm Nickel RTD, Outside Air, Sun Shield | 400
142101 | A/20K-IM-4"-PB | 20,000 Ohm Thermistor, Immersion, Machined Well, 4", Plastic Enclosure | 80
142102 | A/TUCH2-0-10V-0062 | LCD, RH2%, SET, O/R, DEG F | 500
142108 | A/TTM1K-BP-4-4X-6’CL2P | Transmitter w/ 1,000 Ohm RTD (NIST Cert), Bullet Probe, 1", 6' Plenum Cable, NEMA 4X Enclosure, 4-20mA Output | 199
142109 | A/3K-I-6”-4X | 3,000 Ohm Thermistor, Immersion, Welded Well, 6", NEMA 4X Enclosure | 85
142110 | A/RH3-TT100-O-4X-1 | Relative Humidity, RH Outputs: 0-5, 0-10 VDC & 4-20mA (Default), Outside Air, ± 3% Accuracy, Transmitter w/ 100 Ohm RTD, NEMA 4X Enclosure, 1-5VDC (Temp) | 380.5
142120 | A/TT1K-LT-INW-6"-4-BB | Transmitter w/ 1,000 Ohm RTD, Low Temperature Immersion, No Well, 6" 316SS, NEMA 3R Enclosure, 4-20mA Output | 378
142122 | A/10KS-O-SUN | 10,000 Ohm Thermistor, Outside Air, Sun Shield | 400
142123 | A/TTM1K-D-4"-4-BB | Transmitter w/ 1,000 Ohm RTD (NIST Cert), Duct, 4", NEMA 3R Enclosure, 4-20mA Output | 196
142130 | A/1K-2W-IM-4"-4X | 1,000 Ohm (Two Wires) RTD, Immersion, Machined Well, 4", NEMA 4X Enclosure | 128
142138 | A/100-LTS-GD-6' | 100 Ohm RTD, 2" Freezer Probe 316SS, Galvanized Enclosure, 6' | 125
142139 | A/1K-LTS-GD-10' | 1,000 Ohm RTD, 2" Freezer Probe 316SS, Galvanized Enclosure, 10' | 135
142143 | A/20K-D-12"-EXPL | 20,000 Ohm Thermistor, Hazardous, Duct, 12" | 525
142144 | A/TUC2-0-5V-0004 | 0-5VDC Output, Setpoint, LCD | 235
142146 | A/TT100-I-6"-2-GD | Transmitter w/ 100 Ohm RTD, Immersion, Welded Well, 6", Galvanized Enclosure, 2-10VDC Output | 170
142152 | A/RH3-1K-NI-D-4X | Relative Humidity, RH Outputs: 0-5, 0-10 VDC & 4-20mA (Default), Duct, ± 3% Accuracy, 1,000 Ohm Nickel RTD, NEMA 4X Enclosure | 276.5
142156 | A/3K-A-8'-4X | 3,000 Ohm Thermistor, Copper Averaging, 8', NEMA 4X Enclosure | 148
142160 | A/10KS-BP-20'CL2P | 10,000 Ohm Thermistor, Bullet Probe, 20' Plenum Cable | 62
142163 | A/TT1K-D-12"-4-EXPL | Transmitter w/ 1,000 Ohm RTD, Hazardous, Duct, 12", 4-20mA Output | 644
142166 | A/TT100-R2SO-4 | Transmitter w/ 100 Ohm RTD, Room (R2) with Setpoint and Override, 4-20mA Output | 132
142172 | A/TT100-LT-O-4 | Transmitter w/ 100 Ohm RTD, Low Temperature Outside Air, 4-20mA Output | 311
142174 | A/RH2-D-3.25"-EH | Relative Humidity, RH Outputs: 0-5, 0-10 VDC & 4-20mA (Default), Duct (3.25" SS), ± 2% Accuracy, Euro Enclosure | 305
142175 | A/RH2-TT1K-D-4X-2 | Relative Humidity, RH Outputs: 0-5, 0-10 VDC & 4-20mA (Default), Duct, ± 2% Accuracy, Transmitter w/ 1,000 Ohm RTD, NEMA 4X (2G) Enclosure, 2-10VDC (Temp) | 430
142178 | A/TTM100-D-6"-4-BB | Transmitter w/ 100 Ohm RTD (NIST Cert), Duct, 6", NEMA 3R Enclosure, 4-20mA Output | 196
142185 | A/TUCH2-CP-0141 | LCD, RH2%, SET, DEG F | 500
142187 | A/100KS-FA-24'-GD | 100,000 Ohm Thermistor, Flexible Cable Averaging, 24', Galvanized Enclosure | 230
142188 | A/TT1K-HT-D-12"-2-BB | Transmitter w/ 1,000 Ohm RTD, High Temperature Duct, 12" 316 SS, NEMA 3R Enclosure, 2-10VDC Output | 344
142190 | A/TUCH2-1K NI-0042 | LCD, RH2%, SET, DEG F | 500
142191 | A/TT1K-A-80'-2-GD | Transmitter w/ 1,000 Ohm RTD, Copper Averaging, 80', Galvanized Enclosure, 2-10VDC Output | 680
142195 | A/TUCH2-AN-0066 | LCD, RH3%, SET, DEG F | 450
142196 | A/RH2-3K-O-SUN | Relative Humidity, RH Outputs: 0-5, 0-10 VDC & 4-20mA (Default), Outside Air, ± 2% Accuracy, 3,000 Ohm Thermistor, Sun Shield | 660
142197 | A/TTM1K-HT-BP-4-4X-8' | Transmitter w/ 1,000 Ohm RTD (NIST Cert), High Temperature Bullet Probe, 1", 316SS, NEMA 4X Enclosure, 8', 4-20mA Output | 385
142198 | A/1K-3W-D-18"-BB | 1,000 Ohm (Three Wires) RTD, Duct, 18", NEMA 3R Enclosure | 63.5
142201 | A/TTM100-I-2.5"-4-PB | Transmitter w/ 100 Ohm RTD (NIST Cert), Immersion, Welded Well, 2.5", Plastic Enclosure, 4-20mA Output | 210
142202 | A/RH3-10K-E1-O-4X | Relative Humidity, RH Outputs: 0-5, 0-10 VDC & 4-20mA (Default), Outside Air, ± 3% Accuracy, 10,000 Ohm Thermistor (E1), NEMA 4X Enclosure | 286.5
142205 | A/TUCH2-CP-0142 | LCD, RH3%, SET, DEG F | 450
142206 | A/TUCH2-3K-0003 | LCD, RH3%, DEG F | 450
142210 | A/100-3W-D-8"-4X | 100 Ohm (Three Wires) RTD, Duct, 8", NEMA 4X Enclosure | 75
142211 | A/CP-RA-12"-BB | 10,000 Ohm Thermistor (Type II), Rigid Probe Averaging, 12", NEMA 3R Enclosure | 106.5
142215 | A/3K-PO-4"-20'CL2P-HS | 3,000 Ohm Thermistor, Probe Only, 4", 20' Plenum Cable, w/ Adhesive Heat Shrink | 52.5
142218 | A/AN-S10-GD | 10,000 Ohm Thermistor (Type III), Strap On, 10" Strap, Galvanized Enclosure | 56
142220 | A/1K-2W-PM-6'CL2P | 1,000 Ohm (Two Wires) RTD, Pipe Mount, Brass, 6' Plenum Cable | 65
142233 | A/TUC2-CP-0142 | 10,000 Ohm Thermistor (Type II), RS232, LCD | 251
142234 | A/TUC2-CP-0143 | 10,000 Ohm Thermistor (Type II), Setpoint, w/ Override, LCD, RS232 | 251
142235 | A/TUCH2-CP-0144 | LCD, RH2%, RS232, DEG F | 516
142237 | A/TUCH2-1K NI-0044 | LCD, RH3%, SET, RJ6 | 466
142238 | A/RH2-TTM1K-D-4X-2 | Relative Humidity, RH Outputs: 0-5, 0-10 VDC & 4-20mA (Default), Duct, NEMA 4X Enclosure, ± 2% Accuracy (NIST Cert), Transmitter w/ 1,000 Ohm RTD (NIST Cert), 2-10VDC (Temp Output) | 465
142239 | A/TTM1K-D-8"-2-GD | Transmitter w/ 1,000 Ohm RTD (NIST Cert), Duct, 8", Galvanized Enclosure, 2-10VDC Output | 179
142240 | A/TTM1K-LTS-2-GD-30' | Transmitter w/ 1,000 Ohm RTD (NIST CERT), 2" Freezer Probe 316SS, 30', 2-10VDC Output | 304
142242 | A/TUCH2-CP-0149 | LCD, RH2%, SET, O/R, RS232, F | 516
142243 | A/CP-S10-GD | 10,000 Ohm Thermistor (Type II), Strap On, 10" Strap, Galvanized Enclosure | 56
142245 | A/TT1K-A-100'-2-PB | Transmitter w/ 1,000 Ohm RTD, Copper Averaging, 100', Plastic Enclosure, 2-10VDC Output | 731
142246 | A/TUCH2-CP-0156 | LCD, RH3%, SET, O/R, DEG F | 450
142247 | A/TUCH2-CP-0157 | LCD, RH3%, SET, DEG F | 450
142249 | A/TUCH2-0-10V-0064 | LCD, RH2%, SET, DEG F | 500
142255 | A/AN-FA-50'-4X | 10,000 Ohm Thermistor (Type III), Flexible Cable Averaging, 50', NEMA 4X Enclosure | 533
142259 | A/100-3W-DO-6"-20'CL2P | 100 Ohm (Three Wires) RTD, Duct, Without Box, 6", 20' Plenum Cable | 98
142260 | A/1K-3W-DO-6"-20'CL2P | 1,000 Ohm (Three Wires) RTD, Duct, Without Box, 6", 20' Plenum Cable | 71
142261 | A/AN-BC-D-4"-4X | 10,000 Ohm Thermistor w/11K Shunt, Duct, 4", NEMA 4X Enclosure | 60
142262 | A/TUC2-0-10V-0043 | 0-10VDC Output, Setpoint, LCD | 235
142265 | A/TTM1K-A-24'-2-GD | Transmitter w/ 1,000 Ohm RTD (NIST Cert), Copper Averaging, 24', Galvanized Enclosure, 2-10VDC Output | 443
142266 | A/0.1CP-D-4"-GD | High Accuracy 10,000 Ohm Thermistor (Type II), Duct, 4", Galvanized Enclosure | 37
142267 | A/TT100-O-4-BB-POTTED | Transmitter w/ 100 Ohm RTD, Outside Air, NEMA 3R Enclosure, 4-20mA Output, Potted Board | 178
142268 | A/10K-E1-FA-8'-PB | 10,000 Ohm (E1) Thermistor, Flexible Cable Averaging, 8', Plastic Enclosure | 175
142269 | A/CP-FA-8'-4X | 10,000 Ohm Thermistor (Type II), Flexible Cable Averaging, 8', NEMA 4X Enclosure | 208
142270 | A/TUC2-AN-0092 | 10,000 Ohm Thermistor (Type III), Setpoint, w/ Override, LCD | 235
142271 | A/TUC2-CP-0146 | 10,000 Ohm Thermistor (Type II), Setpoint, LCD | 235
142272 | A/RH3-100-3W-R | Relative Humidity, RH Outputs: 0-5, 0-10 VDC & 4-20mA (Default), Room (R), ± 3% Accuracy, 100 Ohm RTD (Three Wires) | 250
142273 | A/RH3-100-3W-SP-010 | Relative Humidity, RH Outputs: 0-10 VDC, Wall Plate 304SS, ± 3% Accuracy, 100 Ohm RTD (Three Wires), 0-10VDC | 270
142275 | A/TT1K-A-8'-1-PB | Transmitter w/ 1,000 Ohm RTD, Copper Averaging, 8', Plastic Enclosure, 1-5VDC Output | 379
142277 | A/TUC2-0-10V-0044 | 0-10VDC Output, Setpoint, w/ Override, LCD | 235
142278 | A/TUCH2-CP-0159 | LCD, RH2%, SET, DEG C | 500
142279 | A/RH3-CP-R2LO | Relative Humidity, RH Outputs: 0-5, 0-10 VDC & 4-20mA (Default), Room (R2), ± 3% Accuracy, 10K Ohm Thermistor (Type II), Custom Logo, w/ Override | 260
142280 | A/TUC2-CP-0147 | 10,000 Ohm Thermistor (Type II), Setpoint, LCD | 235
142281 | A/1K-2W-FA-24'-4X | 1,000 Ohm (Two Wires) RTD, Flexible Cable Averaging, 24', NEMA 4X Enclosure | 348
142282 | A/TUCH2-4-20MA-0051 | LCD, RH3%, DEG F | 450
142287 | A/1K-NI-IM-6"-GD | 1,000 Ohm Nickel RTD, Immersion, Machined Well, 6", Galvanized Enclosure | 95
142294 | A/20K-DO-12"-6'CL2P | 20,000 Ohm Thermistor, Duct, Without Box, 12", 6' Plenum Cable | 34.5
142296 | A/1.8K-D-8"-EXPL | 1,800 Ohm Thermistor, Hazardous, Duct, 8" | 525
142297 | A/RH2-AN-RSO | Relative Humidity, RH Outputs: 0-5, 0-10 VDC & 4-20mA (Default), Room (R), ± 2% Accuracy, 10K Ohm Thermistor (Type III), Setpoint:0-100K, Override | 330
142298 | A/RH2-10KS-R2 | Relative Humidity, RH Outputs: 0-5, 0-10 VDC & 4-20mA (Default), Room (R2), ± 2% Accuracy, 10,000 Ohm Thermistor (10KS) | 310
142305 | A/100KS-A-24'-4X | 100,000 Ohm Thermistor, Copper Averaging, 24', NEMA 4X Enclosure | 218
142308 | A/TUCH2-1K NI-0045 | LCD, RH2%, DEG F | 500
142309 | A/TTM1K-BP-4-4X-10’CL2P | Transmitter w/ 1,000 Ohm RTD (NIST Cert), Bullet Probe, 1", 10' Plenum Cable, 4-20mA Output | 213
142313 | A/TUC2-0-10V-0045 | 0-10VDC Output, Setpoint, LCD | 235
142314 | A/1K-NI-D-6"-4X | 1,000 Ohm Nickel RTD, Duct, 6", NEMA 4X Enclosure | 68
142331 | A/20K-RA-24"-4X | 20,000 Ohm Thermistor, Rigid Probe Averaging, 24", NEMA 4X Enclosure | 128
142332 | A/RH2-BALCO-D-4X | Relative Humidity, RH Outputs: 0-5, 0-10 VDC & 4-20mA (Default), Duct, ± 2% Accuracy, 1,000 Ohm Balco RTD, NEMA 4X Enclosure | 331.5
142336 | A/TUCH2-CP-0162 | LCD, RH3%, SET, O/R, DEG F | 450
142340 | A/CS2 | Fixed Current Switch, DIN Rail, Solid Core, NO, <0.25A Trip Point, 0 to 250A Range | 58
142342 | A/RH2-10KS-R | Relative Humidity, RH Outputs: 0-5, 0-10 VDC & 4-20mA (Default), Room (R), ± 2% Accuracy, 10,000 Ohm Thermistor | 310
142344 | A/TTM1K-RA-36"-4-4X | Transmitter w/ 1,000 Ohm RTD (NIST Cert), Rigid Probe Averaging, 36", NEMA 4X Enclosure, 4-20mA Output | 443
142346 | A/TUC2-3K-0006 | 3,000 Ohm Thermistor, Setpoint, w/ Override, LCD | 235
142352 | A/ASCS2-L | Adjustable Current Switch, DIN Rail, Split Core, Low Trip, NO, 0.6 to180A Trip Point, 0 to 250A Range | 130
142353 | A/ASCS2 | Adjustable Current Switch, DIN Rail, Split Core, NO, 1.5 to 220A Trip Point, 0 to 250A Range | 100
142354 | A/ACSX2 | Adjustable Current Switch, DIN Rail, Solid Core, NC, 0.5 to 220A Trip Point, 0 to 250A Range | 100
142355 | A/ACS2 | Adjustable Current Switch, DIN Rail, Solid Core, NO, 0.5 to 220A Trip Point, 0 to 250A Range | 97
142356 | A/SCS2-L | Fixed Current Switch, DIN Rail, Split Core, NO, Low Trip, <0.5A Trip Point, 0 to 200A Range | 120
142357 | A/SCSX2 | Fixed Current Switch, DIN Rail, Split Core, NC, <0.25A Trip Point, 0 to 200A Range | 85
142358 | A/SCS2 | Fixed Current Switch, DIN Rail, Split Core, NO, <1.5A Trip Point, 0 to 200A Range | 90
142359 | A/CSX2 | Fixed Current Switch, DIN Rail, Solid Core, NC, <0.25A Trip Point, 0 to 250A Range | 60
142360 | A/10K-E1-FA-8'-4X | 10,000 Ohm (E1) Thermistor, Flexible Cable Averaging, 8', NEMA 4X Enclosure | 208
142361 | A/10K-E1-D-8"-4X | 10,000 Ohm (E1) Thermistor, Duct, 8", NEMA 4X Enclosure | 60
142362 | A/RH2-3K-SP-010 | Relative Humidity, RH Outputs: 0-5, 0-10 VDC & 4-20mA (Default), Wall Plate 304SS, ± 2% Accuracy, 3,000 Ohm Thermsitor, 0-10VDC (RH) | 325
142363 | FT2630AE-02-SS | Wireless, TEMP, IMM 2", With Thermowell, NEMA 4X Enclosure | 610
142364 | A/TUCH2-CP-0164 | LCD, RH3%, SET, O/R, RJ6,DEG F | 466
142367 | A/0.1CP-D-12"-GD | High Accuracy 10,000 Ohm Thermistor (Type II), Duct, 12", Galvanized Enclosure | 37
142369 | A/1K-2W-DO-12"-6'CL2P | 1,000 Ohm (Two Wires) RTD, Duct, Without Box, 12", 6' Plenum Cable | 42
142370 | A/ASCSX2 | Adjustable Current Switch, DIN Rail, Split Core, NC, 1.5 to 220A Trip Point, 0 to 250A Range | 106
142371 | A/SCTA2-50-RMS | Analog Current Sensor, 4-20mA, DIN Rail, Split Core, RMS, 0-10, 0-20, 0-50 Amp (Default) | 220
142372 | A/CTA2-250-RMS | Analog Current Sensor, 4-20mA, DIN Rail, Solid Core, RMS, 0-100, 0-200, 0-250 Amp (Default) | 200
142373 | A/CTA2-50-RMS | Analog Current Sensor, 4-20mA, DIN Rail, Solid Core, RMS, 0-10, 0-20, 0-50 Amp (Default) | 190
142374 | A/SCTA2-200 | Analog Current Sensor, 4-20mA, DIN Rail, Split Core, 0-100, 0-150, 0-200 Amp (Default) | 126
142375 | A/SCTA2-50 | Analog Current Sensor, 4-20mA, DIN Rail, Split Core, 0-10, 0-20, 0-50 Amp (Default) | 146
142376 | A/SCTA2-5 | Analog Current Sensor, 4-20mA, DIN Rail, Split Core, 0-5 Amp | 145
142377 | A/CTA2-250 | Analog Current Sensor, 4-20mA, DIN Rail, Solid Core, 0-100, 0-200, 0-250 Amp (Default) | 116
142378 | A/CTA2-50 | Analog Current Sensor, 4-20mA, DIN Rail, Solid Core, 0-10, 0-20, 0-50 Amp (Default) | 116
142379 | A/CTA2-5 | Analog Current Sensor, 4-20mA, DIN Rail, Solid Core, 0-5 Amp | 135
142380 | A/SCTV2-250 | Analog Current Sensor, 0-10 VDC, DIN Rail, Split Core, 0-100, 0-200, 0-250 Amp (Default) | 113
142381 | A/SCTV2-150 | Analog Current Sensor, 0-10 VDC, DIN Rail, Split Core, 150 Amp Max | 113
142382 | A/SCTV2-50 | Analog Current Sensor, 0-10 VDC, DIN Rail, Split Core, 0-10, 0-20, 0-50 Amp (Default) | 143
142383 | A/SCTE2-250 | Analog Current Sensor, 0-5 VDC, DIN Rail, Split Core, 250 Amp Max | 113
142384 | A/SCTE2-150 | Analog Current Sensor, 0-5 VDC, DIN Rail, Split Core, 0-50, 0-100, 0-150 Amp (Default) | 113
142385 | A/SCTE2-50 | Analog Current Sensor, 0-5 VDC, DIN Rail, Split Core, 0-10, 0-20, 0-50 Amp (Default) | 143
142386 | A/CTV2-150 | Analog Current Sensor, 0-10 VDC, DIN Rail, Solid Core, 0-50, 0-100, 0-150 Amp (Default) | 93
142387 | A/CTV2-50 | Analog Current Sensor, 0-10 VDC, DIN Rail, Solid Core, 0-10, 0-20, 0-50 Amp (Default) | 93
142388 | A/CTE2-150 | Analog Current Sensor, 0-5 VDC, DIN Rail, Solid Core, 0-50, 0-100, 0-150 Amp (Default) | 93
142389 | A/CTE2-50 | Analog Current Sensor, 0-5 VDC, DIN Rail, Solid Core, 0-10, 0-20, 0-50 Amp (Default) | 93
142391 | A/TUCH2-AN-0069 | LCD, RH3%, SET, DEG F | 450
142392 | A/100-2W-I-6"-PB | 100 Ohm (Two Wires) RTD, Immersion, Welded Well, 6", Plastic Enclosure | 67
142393 | A/TUC2-0-10V-0046 | 0-10VDC Output, Setpoint, LCD | 235
142395 | A/10KS-PM | 10,000 Ohm Thermistor, Pipe Mount, Brass | 27.75
142396 | A/TUCH2-1K-0011 | LCD, RH2%, SET, O/R, DEG F | 500
142397 | A/RH3-1.8K-SP-010 | Relative Humidity, RH Outputs: 0-10 VDC, Wall Plate 304SS, ± 3% Accuracy, 1,800 Ohm Thermistor, 0-10VDC | 270
142401 | A/CSI-BBS | 10,000 Ohm (CSI) Thermistor, Flush Mount Button, Brass | 85
142402 | A/10K-E1-BBS | 10,000 Ohm Thermistor E1, Flush Mount Button, Brass | 85
142403 | A/100KS-BBS | 100,000 Ohm Thermistor, Flush Mount Button, Brass | 85
142404 | A/1.8K-O-4X | 1,800 Ohm Thermistor, Outside Air, NEMA 4X Enclosure | 61.5
142405 | A/10KS-O-BB | 10,000 Ohm Thermistor, Outside Air, NEMA 3R Enclosure | 45
142406 | A/10K-E1-O-BB | 10,000 Ohm (E1) Thermistor, Outside Air, NEMA 3R Enclosure | 45
142407 | A/100KS-O-BB | 100,000 Ohm Thermistor, Outside Air, NEMA 3R Enclosure | 45
142408 | A/TUCH2-1K NI-0046 | LCD, RH3%, SET, O/R, RJ6,DEG F | 466
142410 | A/CAPILLARY CLIP QTY: 50/BAG | Capillary Clip, Bag of 50 | 180
142416 | A/10KS-AP | 10,000 Ohm Thermistor, Wall Plate, Aluminum | 25
142417 | A/100KS-AP | 100,000 Ohm Thermistor, Wall Plate, Aluminum | 25
142418 | A/10K-E1-AP | 10,000 Ohm (E1) Thermistor, Wall Plate, Aluminum | 25
142419 | A/CSI-AP | 10,000 Ohm (CSI) Thermistor, Wall Plate, Aluminum | 25
142423 | A/TT1K-R2L-4 | Transmitter w/ 1,000 Ohm RTD, Room (R2), 4-20mA Output, Custom Logo | 118
142425 | A/3K-FRZ2"-4X-30' | 3,000 Ohm Thermistor, 2" Freezer Probe 316SS, NEMA 4X Enclosure, 30' | 148
142427 | A/1K-NI-IM-4"-GD | 1,000 Ohm Nickel RTD, Immersion, Machined Well, 4", Galvanized Enclosure | 95
142428 | RN (0-140) | Resistor Network (0 to 140 Ohms) | 45
142432 | A/1K-NI-I-2.5"-EXPL | 1,000 Ohm Nickel RTD, Hazardous, Immersion, Welded Well, 2.5" | 500
142435 | A/TUC2-CP-0151 | 10,000 Ohm Thermistor (Type II), Setpoint, w/ Override, LCD | 235
142437 | A/BALCO-INW-6"-PB | 1,000 Ohm Balco RTD, Immersion, No Well, 6", Plastic Enclosure | 52
142453 | A/1K-3W-DO-4"-20'CL2P | 1,000 Ohm (Three Wires) RTD, Duct, Without Box, 4", 20' Plenum Cable | 71
142458 | A/RH2-CP-R2SO | Relative Humidity, RH Outputs: 0-5, 0-10 VDC & 4-20mA (Default), Room (R2), ± 2% Accuracy, 10K Ohm Thermistor (Type II), Setpoint:0-10K, Override | 330
142460 | A/1K-NI-A-8'-4X | 1,000 Ohm Nickel RTD, Copper Averaging, 8', NEMA 4X Enclosure | 238
142462 | A/RH3-3K-R2L | Relative Humidity, RH Outputs: 0-5, 0-10 VDC & 4-20mA (Default), Room (R2), ± 3% Accuracy, 3,000 Ohm Thermistor, Custom Logo, Standard | 250
142464 | A/1K-2W-D-4"-EXPL | 1,000 Ohm (Two Wires) RTD, Hazardous, Duct, 4" | 525
142465 | A/RH5-10K-E1-O | Relative Humidity, RH Outputs: 0-5, 0-10 VDC & 4-20mA (Default), Outside Air, ± 5% Accuracy, 10,000 Ohm Thermistor (E1), Euro Enclosure | 206.4
142466 | A/1K-NI-RA-12"-GD | 1,000 Ohm Nickel RTD, Rigid Probe Averaging, 12", Galvanized Enclosure | 225
142472 | A/TUCH2-0-10V-0065 | LCD, RH2%, DEG F | 500
142473 | A/1K-3W-PBS | 1,000 Ohm (Three Wires) RTD, Flush Mount Button, Plastic Enclosure | 50
142476 | A/1K-3W-BBS | 1,000 Ohm (Three Wires) RTD, Flush Mount Button, Brass | 85
142479 | A/1K-3W-SP | 1,000 Ohm (Three Wires) RTD, Wall Plates, Stainless Steel | 47
142480 | A/1K-3W-S-PB | 1,000 Ohm (Three Wires) RTD, Strap On, Plastic Enclosure | 48
142483 | A/1K-3W-PM | 1,000 Ohm (Three Wires) RTD, Pipe Mount, Brass | 40
142484 | A/100-3W-PM | 100 Ohm (Three Wires) RTD, Pipe Mount, Brass | 40
142485 | A/1K-3W-O-BB | 1,000 Ohm (Three Wires) RTD, Outside Air, NEMA 3R Enclosure | 71.5
142486 | A/100-2W-DO-12" | 100 Ohm (Two Wires) RTD, Duct, Without Box, 12" | 37
142487 | A/1K-2W-DO-18" | 1,000 Ohm (Two Wires) RTD, Duct, Without Box, 18" | 37
142488 | A/TUCH2-CP-0165 | LCD, RH2%, SET, DEG F | 500
142489 | A/TUCH2-CP-0165-AA | LCD, RH2%, SET, DEG F | 500
142491 | A/1K-3W-RA-36"-PB | 1,000 Ohm (Three Wires) RTD, Rigid Probe Averaging, 36", Plastic Enclosure | 225
142492 | A/1K-3W-RA-12"-PB | 100 Ohm (Three Wires) RTD, Rigid Probe Averaging, 12", Plastic Enclosure | 235
142498 | A/TUC2-4-20MA-0034 | 4-20mA Output, Setpoint, LCD | 235
142499 | A/1K-3W-A-80'-GD | 1,000 Ohm (Three Wires) RTD, Copper Averaging, 80', Galvanized Enclosure | 460
142500 | A/1K-3W-A-80'-PB | 1,000 Ohm (Three Wires) RTD, Copper Averaging, 80', Plastic Enclosure | 460
142501 | A/1K-3W-A-100'-GD | 1,000 Ohm (Three Wires) RTD, Copper Averaging, 100', Galvanized Enclosure | 535
142503 | A/1K-2W-S10-GD | 1,000 Ohm (Two Wires) RTD, Strap On, 10" Strap, Galvanized Enclosure | 66
142508 | A/20K-IM-4”-GD | 20,000 Ohm Thermistor, Immersion, Machined Well, 4", Galvanized Enclosure | 80
142509 | RN (10.5K-11.5K) | Resistor Network (10.5K to 11.5K Ohms) | 45
142511 | A/100-3W-DO-4"-20'CL2P | 100 Ohm (Three Wires) RTD, Duct, Without Box, 4", 20' Plenum Cable | 71
142512 | WH2630AR | Wireless, RH3%,Room, RUGGEDIZED Enclosure | 828
142513 | A/100-LTS-GD-10' | 100 Ohm RTD, 2" Freezer Probe 316SS, Galvanized Enclosure, 10' | 137.5
142514 | A/100-LTS-GD-30' | 100 Ohm RTD, 2" Freezer Probe 316SS, Galvanized Enclosure, 30' | 177.5
142515 | A/100-LTS-4X-10' | 100 Ohm RTD, 2" Freezer Probe 316SS, NEMA 4X Enclosure, 10' | 168
142516 | A/1K-LTS-GD-30' | 1,000 Ohm RTD, 2" Freezer Probe 316SS, Galvanized Enclosure, 30' | 180
142523 | A/100-3W-LT-O-BB | 100 Ohm (Three Wires) RTD, Low Temperature Outside Air, NEMA 3R Enclosure | 190
142528 | A/10KS-A-12'-BB | 10,000 Ohm Thermistor, Copper Averaging, 12', NEMA 3R Enclosure | 151.5
142534 | A/RH2-CSI-O-SUN | Relative Humidity, RH Outputs: 0-5, 0-10 VDC & 4-20mA (Default), Outside Air, ± 2% Accuracy, 10,000 Ohm Thermistor (CSI), Sun Shield | 660
142535 | A/10K-E1-A-24'-PB | 10,000 Ohm (E1) Thermistor, Copper Averaging, 24', Plastic Enclosure | 185
142537 | A/3K-IM-2.5"-GD | 3,000 Ohm Thermistor, Immersion, Machined Well, 2.5", Galvanized Enclosure | 70
142543 | A/20K-PM-10'CL2P | 20,000 Ohm Thermistor, Pipe Mount, 10' Plenum Cable | 50
142552 | A/1K-2W-A-80'-BB | 1,000 Ohm (Two Wires) RTD, Copper Averaging, 80', NEMA 3R Enclosure | 476.5
142553 | A/RH5-CP-R2SO | Relative Humidity, RH Outputs: 0-5, 0-10 VDC & 4-20mA (Default), Room (R2), ± 5% Accuracy, 10K Ohm Thermistor (Type II), Setpoint, Override | 217.2
142554 | A/TUC2-1K NI-0022 | 1,000 Ohm Nickel RTD, Setpoint, LCD, RJ6 | 251
142557 | A/TT100-O-1-EH | Transmitter w/ 100 Ohm RTD, Outside Air, Euro Enclosure, 1-5VDC Output | 158
142558 | A/TT100-O-2-EH | Transmitter w/ 100 Ohm RTD, Outside Air, Euro Enclosure, 2-10VDC Output | 158
142559 | A/TT100-SP-1 | Transmitter w/ 100 Ohm RTD, Wall Plate, Stainless Steel, 1-5VDC Output | 139
142560 | A/TTM100-SP-2 | Transmitter w/ 100 Ohm RTD (NIST Cert), Wall Plate, Stainless Steel, 2-10VDC Output | 174
142561 | A/TTM1K-SP-1 | Transmitter w/ 1,000 Ohm RTD (NIST Cert), Wall Plate, Stainless Steel, 1-5VDC Output | 174
142565 | A/TUCH2-AN-0070 | LCD, RH2%, SET, O/R, DEG F | 500
142567 | A/3K-FA-24'-PB | 3,000 Ohm Thermistor, Flexible Cable Averaging, 24', Plastic Enclosure | 230
142569 | A/TTM1K-A-12'-4-4X | Transmitter w/ 1,000 Ohm RTD (NIST Cert), Copper Averaging, 12', NEMA 4X Enclosure, 4-20mA Output | 448
142580 | A/TT100-IM-2.5"-4-4X | Transmitter w/ 100 Ohm RTD, Immersion, Machined Well, 2.5", NEMA 4X Enclosure, 4-20mA Output | 226
142581 | A/100-2W-DO-4"-6'CL2P | 100 Ohm (Two Wires) RTD, Duct, Without Box, 4", 6' Plenum Cable | 42
142586 | A/AN-BC-PO-4"-6'CL2P-GF2 | 10,000 Ohm Thermistor w? 11K Shunt, Probe Only, 4", 6' Plenum Cable, 2OZ Glycol Filled | 60
142594 | A/1K-2W-PM-20'CL2P | 1,000 Ohm (Two Wires) RTD, Pipe Mount, 20' Plenum Cable | 105
142595 | A/TT1K-IM-6"-4-4X-POTTED | Transmitter w/ 1,000 Ohm RTD, Immersion, Machined Well, 6", NEMA 4X Enclosure, 4-20mA Output, Potted Board | 256
142596 | A/3K-RA-36"-4X | 3,000 Ohm Thermistor, Rigid Probe Averaging, 36", NEMA 4X Enclosure | 128
142597 | A/RH1-TT1K-D-4X-2 | Relative Humidity, RH Outputs: 0-5, 0-10 VDC & 4-20mA (Default), Duct, ± 1% Accuracy, Transmitter w/ 1,000 Ohm RTD, NEMA 4X (2G) Enclosure, 2-10VDC (Temp) | 681.5
142598 | A/TT1K-LT-D-8"-2-BB | Transmitter w/ 1,000 Ohm RTD, Low Temperature Duct, 8" 316SS, 2-10VDC Output, NEMA 3R Enclosure | 344
142600 | A/TT1K-LT-D-4"-2-BB | Transmitter w/ 1,000 Ohm RTD, Low Temperature Duct, 4" 316SS, 2-10VDC Output, NEMA 3R Enclosure | 344
142603 | A/TTM1K-R2L-4 | Transmitter w/ 1,000 Ohm RTD (NIST Cert), Room (R2), 4-20mA Output, Custom Logo | 153
142606 | A/GP 2'HARNESS | GP Harness, 2'(0.61m) | 25
142607 | A/GP(0-15G)-20-P-N4 | Gage Pressure Transducer with Packard Connector and NEMA 4, 0 to 15 psig, 4-20mA | 410
142608 | A/GP(0-30G)-20-P-N4 | Gage Pressure Transducer with Packard Connector and NEMA 4, 0 to 30 psig, 4-20mA | 410
142609 | A/GP(0-50G)-20-P-N4 | Gage Pressure Transducer with Packard Connector and NEMA 4, 0 to 50 psig, 4-20mA | 410
142610 | A/GP(0-100G)-20-P-N4 | Gage Pressure Transducer with Packard Connector and NEMA 4, 0 to 100 psig, 4-20mA | 410
142611 | A/GP(0-200G)-20-P-N4 | Gage Pressure Transducer with Packard Connector and NEMA 4, 0 to 200 psig, 4-20mA | 410
142612 | A/GP(0-300G)-20-P-N4 | Gage Pressure Transducer with Packard Connector and NEMA 4, 0 to 300 psig, 4-20mA | 410
142613 | A/GP(0-500S)-20-P-N4 | Gage Pressure Transducer with Packard Connector and NEMA 4, 0 to 500 psis, 4-20mA, Sealed Transducer | 410
142615 | A/1K-2W-PO-4"-20'CL2P | 1,000 Ohm (Two Wires) RTD, Probe Only, 4", 20' Plenum Cable | 68
142616 | A/TUC2-4-20MA-0035 | 4-20mA Output, Setpoint, LCD | 235
142617 | A/TTM1K-A-24'-1-PB | Transmitter w/ 1,000 Ohm RTD (NIST Cert), Copper Averaging, 24', Plastic Enclosure, 1-5VDC Output | 443
142618 | A/RH2-AN-RSO | Relative Humidity, RH Outputs: 0-5, 0-10 VDC & 4-20mA (Default), Room (R), ± 2% Accuracy, 10,000 Ohm Thermistor (Type III), Setpoint:0-10K, w/ Override | 330
142620 | A/DRC 4.69 X 3.25 | DIN Rail Adapter Kit, 4.69 X 3.25" (For: AIM2, DMUX, DRN3.1, RIM-5) | 12
142621 | A/DRC 3.88 X 3.25 | DIN Rail Adapter Kit, 3.88 X 3.25" (For: AFP, AIM1, AIM3) | 12
142622 | A/DRC 3.88 X 4.0 | DIN Rail Adapter Kit, 3.88 X 4.0" (For: 6N1-ISO, PHOTON4.1) | 12
142623 | A/DRC 3.88 X 2.18 | DIN Rail Adapter Kit, 3.88 X 2.18" (For: ARM2, AUD, LPR, PTA, PTP) | 12
142624 | A/DRC 2.7 X 3.25 | DIN Rail Adapter Kit, 2.7 X 3.25" (For: AAR, ASA, ATL, EFP, EPC, EPW, MAO, MDO) | 12
142625 | A/DRC 2.7 X 2.3 | DIN Rail Adapter Kit, 2.7 X 2.3" (For: 6DI-1AO, LLS-T, PS1.5) | 12
142626 | A/DRC 2.7 X 2.18 | DIN Rail Adapter Kit, 2.7 X 2.18" (For: ATP, ARM, PTA2, PTS, PXP, RTI, TOB) | 12
142627 | A/DRC 1.8 X 3.25 | DIN Rail Adapter Kit, 1.8 X 3.25" (For: AIM2, DMUX, DRN3.1, RIM-5) | 12
142628 | A/TTM1K-BP-4-4X-20'CL2P | Transmitter w/ 1,000 Ohm RTD (NIST Cert), Bullet Probe, 1", 20' Plenum Cable, NEMA 4X Enclosure, 4-20mA Output | 236
142630 | A/HOSE CLAMP-2-5" | Hose Clamp, 2" to 5" | 7
142631 | A/HOSE CLAMP-2-12" | Hose Clamp, 2" to 12" | 18
142639 | A/TT1K-I-2.5"-1-GD | Transmitter w/ 1,000 Ohm RTD, Immersion, Welded Well, 2.5", Galvanized Enclosure, 1-5VDC Output | 170
142640 | A/TTM1K-HT-I-4"-4-BB | Transmitter w/ 1,000 Ohm RTD (NIST Cert), High Temperature Immersion, Welded Well, 4" 316SS, NEMA 3R Enclosure, 4-20mA Output | 418
142648 | A/20K-DO-12"-20'CL2P | 20,000 Ohm Thermistor, Duct, Without Box, 12", 20' Plenum Cable | 58.5
142655 | A/TT1K-IM-2.5"-2-BB | Transmitter w/ 1,000 Ohm RTD, Immersion, Machined Well, 2.5", NEMA 3R Enclosure, 2-10VDC Output | 209
142663 | A/BALCO-I-6"-PB | 1,000 Ohm Balco RTD , Immersion, Welded Well, 6", Plastic Enclosure | 77
142664 | A/TTM1K-INW-4"-BB-POTTED | Transmitter w/ 1,000 Ohm RTD (NIST Cert), Immersion, No Well, 4", NEMA 3R Enclosure, 4-20mA Output, Potted Board | 217
142665 | A/RH2-1.8K-R | Relative Humidity, RH Outputs: 0-5, 0-10 VDC & 4-20mA (Default), Room (R), ± 2% Accuracy, 1,800 Ohm Thermistor | 310
142667 | A/1K-2W-IM-4"-PB | 1,000 Ohm Platinum (Two Wires) RTD, Immersion, Machined Well, 4", Plastic Enclosure | 95
142668 | A/TUCH2-4-20MA-0052 | LCD, RH2%, SET, O/R, DEG F | 500
142669 | A/AN-BC-FA-12'-GD | 10,000 Ohm Thermistor w/11K Shunt, Flexible Cable Averaging, 12', Galvanized Enclosure | 185
142674 | A/TUC2-1K NI-0024 | 1,000 Ohm Nickel RTD, Setpoint, LCD, RJ6P6C | 251
142676 | A/TUC2-0-5V-0005 | 0-5VDC Output, Setpoint, LCD | 235
142677 | A/RH2-CP-SP-05 | Relative Humidity, RH Outputs: 0-5 VDC, Wall Plate 304SS, ± 2% Accuracy, 10,000 Ohm Thermistor (Type II), 0-5VDC | 325
142678 | A/AN-FA-50'-GD | 10,000 Ohm Thermistor (Type III), Flexible Cable Averaging, 50', Galvanized Enclosure | 500
142682 | A/1.8K-BP-20'Z | 1,800 Ohm Thermistor, Bullet Probe, 1", 20' Zip Wire | 24.5
142683 | A/AN-FA-8'-BB | 10,000 Ohm Thermistor (Type III), Flexible Cable Averaging, 8', NEMA 3R Enclosure | 191.5
142688 | A/RH1-TTM100-O-4X-4 | Relative Humidity, RH Outputs: 0-5, 0-10 VDC & 4-20mA (Default), Outside Air, NEMA 4X Enclosure, ±1% Accuracy (NIST Cert), Transmitter w/ 100 Ohm RTD (NIST Cert), 4-20mA (Temp Output) | 712
142691 | A/AN-BC-S10-GD | 10,000 Ohm Thermistor w/ 11K Shunt, Strap On, 10" Strap, Galvanized Enclosure | 56
142696 | A/100-3W-D-12"-BB | 100 Ohm (Three Wires) RTD, Duct, 12", NEMA 3R Enclosure | 58.5
142698 | A/TUCH2-0-10V-0067 | LCD, RH2%, SET, DEG C | 500
142699 | A/TUC2-AN-BC-0004 | 10,000 Ohm Thermistor w/11K Shunt, Setpoint, LCD | 235
142700 | A/TUCH2-0-10V-0068 | LCD, RH2%, DEG C | 500
142701 | A/TTM100-S-2-4X | Transmitter w/ 100 Ohm RTD (NIST Cert), Strap On, NEMA 4X Enclosure, 2-10VDC Output | 215
142702 | A/RH3-TT1K-R-1 | Relative Humidity, RH Outputs: 0-5, 0-10 VDC & 4-20mA (Default), Room (R), ± 3% Accuracy, Transmitter w/ 1,000 Ohm RTD, 1-5VDC (Temp) | 341.5
142705 | A/TT1K-LTS-4-BB-30' | Transmitter w/ 1,000 Ohm RTD, 2" Freezer Probe 316SS, NEMA 3R Enclosure, 30', 4-20mA Output | 285
142706 | A/TT1K-A-100'-4-4X | Transmitter w/ 1,000 Ohm RTD, Copper Averaging, 100', NEMA 4X Enclosure, 4-20mA Output | 765
142711 | A/BALCO-AP | 1,000 Ohm Balco RTD, Wall Plate, Aluminum | 56
142712 | A/BALCO-BP-10'CL2P | 1,000 Ohm Balco RTD, Bullet Probe, 1", 10' Plenum Cable | 63.5
142718 | A/RH3-CP-R-W | Relative Humidity, RH Outputs: 0-5, 0-10 VDC & 4-20mA (Default), Room (R) White, ± 3% Accuracy, 10,000 Ohm Thermistor (Type II) | 250
142720 | A/RH3-10K-E1-SP-010 | Relative Humidity, RH Outputs: 0-10 VDC, Wall Plate 304SS, ± 3% Accuracy, 10,000 Ohm Thermistor (E1), 0-10VDC | 271
142730 | A/100KS-A-50'-4X | 100,000 Ohm Thermistor, Copper Averaging, 50', NEMA 4X Enclosure | 533
142731 | A/TUCH2-0-10V-0069 | LCD, RH2%, DEG F | 500
142740 | A/AN-IM-2.5"-BB | 10,000 Ohm Thermistor (Type III), Immersion, Machined Well, 2.5", NEMA 3R Enclosure | 86.5
142745 | A/RH1-10KS-O | Relative Humidity, RH Outputs: 0-5, 0-10 VDC & 4-20mA (Default), Outside Air, ± 1% Accuracy, 10,000 Ohm Thermistor, Euro Enclosure | 584
142747 | A/TT1K-A-80'-2-BB | Transmitter w/ 1,000 Ohm RTD, Copper Averaging, 80', NEMA 3R Enclosure, 2-10VDC Output | 697
142749 | A/20K-S10-GD | 20,000 Ohm Thermistor, Strap On, 10" Strap, Galvanized Enclosure | 56
142757 | A/TUCH2-CP-0169 | LCD, RH3%, DEG F | 450
142758 | A/TUCH2-AN-0072 | LCD, RH2%, SET, O/R, DEG F | 500
142761 | A/1K-2W-D-4"-BB | 1,000 Ohm (Two Wires) RTD, Duct, 4", NEMA 3R Enclosure | 58.5
142766 | A/1K-3W-A-24'-BB | 1,000 Ohm (Three Wires) RTD, Copper Averaging, 24', NEMA 3R Enclosure | 256.5
142767 | A/TUCH2-0-10V-0070 | LCD, RH2%, DEG F | 500
142770 | A/100KS-R-EXPL | 100,000 Ohm Thermistor, Hazardous, Room, 2" | 525
142774 | A/1K-2W-I-2.5"-EXPL | 1,000 Ohm (Two Wires) RTD, Hazardous, Immersion, 2.5" | 529
142777 | A/TTM1K-A-80'-4-BB | Transmitter w/ 1,000 Ohm RTD (NIST Cert), Copper Averaging, 80', NEMA 3R Enclosure, 4-20mA Output | 732
142779 | A/TTM1K-A-100'-4-BB | Transmitter w/ 1,000 Ohm RTD (NIST Cert), Copper Averaging, 100', NEMA 3R Enclosure, 4-20mA Output | 886
142780 | A/TUCH2-0-10V-0071 | LCD, RH3%, SET, DEG F | 450
142785 | A/1K-3W-LT-D-12"-BB | 1,000 Ohm (Three Wires) RTD, Low Temperature Duct, 12" 316SS, NEMA 3R Enclosure | 196.5
142792 | A/TUC2-0-5V-0006 | 0-5VDC Output, Setpoint, w/ Override, LCD | 235
142793 | A/TTM1K-HT-D-4"-4-BB | Transmitter w/ 1,000 Ohm RTD (NIST Cert), High Temperature Duct, 4" 316SS, 4-20mA Output | 380
142795 | A/RH5-R-LCD-010 | TUCH2, RH5% | 0
142796 | A/TUCH2-AN-0074 | LCD, RH5%, SET, O/R, DEG F | 450
142798 | A/TTM1K-D-4"-1-PB | Transmitter w/ 1,000 Ohm RTD (NIST Cert), Duct, 4", Plastic Enclosure, 1-5VDC Output | 179
142801 | A/MLP2-D10-W-U-A-A-0P | Differential Pressure, Panel Mount, 0.1 inWC, UniDirectional, +/- 0.5% FSO, 4-20mA | 180
142802 | A/MLP2-D10-W-U-A-B-0P | Differential Pressure, Panel Mount, 0.1 inWC, UniDirectional, +/- 0.5% FSO, 0-5VDC | 180
142803 | A/MLP2-D10-W-U-A-C-0P | Differential Pressure, Panel Mount, 0.1 inWC, UniDirectional, +/- 0.5% FSO, 0-10VDC | 180
142804 | A/MLP2-D10-W-B-A-A-0P | Differential Pressure, Panel Mount, 0.1 inWC, BiDirectional, +/ 0.5% FSO, 4-20mA | 180
142805 | A/MLP2-D10-W-B-A-B-0P | Differential Pressure, Panel Mount, 0.1 inWC, BiDirectional, +/ 0.5% FSO, 0-5VDC | 180
142806 | A/MLP2-D10-W-B-A-C-0P | Differential Pressure, Panel Mount, 0.1 inWC, BiDirectional, +/ 0.5% FSO, 0-10VDC | 180
142807 | A/MLP2-D25-W-U-A-A-0P | Differential Pressure, Panel Mount, 0.25 inWC, UniDirectional, +/- 0.5% FSO, 4-20mA | 180
142808 | A/MLP2-D25-W-U-A-B-0P | Differential Pressure, Panel Mount, 0.25 inWC, UniDirectional, +/- 0.5% FSO, 0-5VDC | 180
142809 | A/MLP2-D25-W-U-A-C-0P | Differential Pressure, Panel Mount, 0.25 inWC, UniDirectional, +/- 0.5% FSO, 0-10VDC | 180
142810 | A/MLP2-D25-W-B-A-A-0P | Differential Pressure, Panel Mount, 0.25 inWC, BiDirectional, +/- 0.5% FSO, 4-20mA | 180
142811 | A/MLP2-D25-W-B-A-B-0P | Differential Pressure, Panel Mount, 0.25 inWC, BiDirectional, +/- 0.5% FSO, 0-5VDC | 180
142812 | A/MLP2-D25-W-B-A-C-0P | Differential Pressure, Panel Mount, 0.25 inWC, BiDirectional, +/- 0.5% FSO, 0-10VDC | 180
142813 | A/MLP2-D50-W-U-A-A-0P | Differential Pressure, Panel Mount, 0.50 inWC, UniDirectional, +/- 0.5% FSO, 4-20mA | 180
142814 | A/MLP2-D50-W-U-A-B-0P | Differential Pressure, Panel Mount, 0.50 inWC, UniDirectional, +/- 0.5% FSO, 0-5VDC | 180
142815 | A/MLP2-D50-W-U-A-C-0P | Differential Pressure, Panel Mount, 0.50 inWC, UniDirectional, +/- 0.5% FSO, 0-10VDC | 180
142816 | A/MLP2-D50-W-B-A-A-0P | Differential Pressure, Panel Mount, 0.50 inWC, BiDirectional, +/- 0.5% FSO, 4-20mA | 180
142817 | A/MLP2-D50-W-B-A-B-0P | Differential Pressure, Panel Mount, 0.50 inWC, BiDirectional, +/- 0.5% FSO, 0-5VDC | 180
142818 | A/MLP2-D50-W-B-A-C-0P | Differential Pressure, Panel Mount, 0.50 inWC, BiDirectional, +/- 0.5% FSO, 0-10VDC | 180
142819 | A/MLP2-001-W-U-A-A-0P | Differential Pressure, Panel Mount, 1.00 inWC, UniDirectional, +/- 0.5% FSO, 4-20mA | 180
142820 | A/MLP2-001-W-U-A-B-0P | Differential Pressure, Panel Mount, 1.00 inWC, UniDirectional, +/- 0.5% FSO, 0-5VDC | 180
142821 | A/MLP2-001-W-U-A-C-0P | Differential Pressure, Panel Mount, 1.00 inWC, UniDirectional, +/- 0.5% FSO, 0-10VDC | 180
142822 | A/MLP2-001-W-B-A-A-0P | Differential Pressure, Panel Mount, 1.00 inWC, BiDirectional, +/- 0.5% FSO, 4-20mA | 180
142823 | A/MLP2-001-W-B-A-B-0P | Differential Pressure, Panel Mount, 1.00 inWC, BiDirectional, +/- 0.5% FSO, 0-5VDC | 180
142824 | A/MLP2-001-W-B-A-C-0P | Differential Pressure, Panel Mount, 1.00 inWC, BiDirectional, +/- 0.5% FSO, 0-10VDC | 180
142825 | A/MLP2-002-W-U-A-A-0P | Differential Pressure, Panel Mount, 2.00 inWC, UniDirectional, +/- 0.5% FSO, 4-20mA | 180
142826 | A/MLP2-002-W-U-A-B-0P | Differential Pressure, Panel Mount, 2.00 inWC, UniDirectional, +/- 0.5% FSO, 0-5VDC | 180
142827 | A/MLP2-002-W-U-A-C-0P | Differential Pressure, Panel Mount, 2.00 inWC, UniDirectional, +/- 0.5% FSO, 0-10VDC | 180
142828 | A/MLP2-002-W-B-A-A-0P | Differential Pressure, Panel Mount, 2.00 inWC, BiDirectional, +/- 0.5% FSO, 4-20mA | 180
142829 | A/MLP2-002-W-B-A-B-0P | Differential Pressure, Panel Mount, 2.00 inWC, BiDirectional, +/- 0.5% FSO, 0-5VDC | 180
142830 | A/MLP2-002-W-B-A-C-0P | Differential Pressure, Panel Mount, 2.00 inWC, BiDirectional, +/- 0.5% FSO, 0-10VDC | 180
142831 | A/MLP2-2D5-W-U-A-A-0P | Differential Pressure, Panel Mount, 2.50 inWC, UniDirectional, +/- 0.5% FSO, 4-20mA | 180
142832 | A/MLP2-2D5-W-U-A-B-0P | Differential Pressure, Panel Mount, 2.50 inWC, UniDirectional, +/- 0.5% FSO, 0-5VDC | 180
142833 | A/MLP2-2D5-W-U-A-C-0P | Differential Pressure, Panel Mount, 2.50 inWC, UniDirectional, +/- 0.5% FSO, 0-10VDC | 180
142834 | A/MLP2-2D5-W-B-A-A-0P | Differential Pressure, Panel Mount, 2.50 inWC, BiDirectional, +/- 0.5% FSO, 4-20mA | 180
142835 | A/MLP2-2D5-W-B-A-B-0P | Differential Pressure, Panel Mount, 2.50 inWC, BiDirectional, +/- 0.5% FSO, 0-5VDC | 180
142836 | A/MLP2-2D5-W-B-A-C-0P | Differential Pressure, Panel Mount, 2.50 inWC, BiDirectional, +/- 0.5% FSO, 0-10VDC | 180
142837 | A/MLP2-003-W-U-A-A-0P | Differential Pressure, Panel Mount, 3.00 inWC, UniDirectional, +/- 0.5% FSO, 4-20mA | 180
142838 | A/MLP2-003-W-U-A-B-0P | Differential Pressure, Panel Mount, 3.00 inWC, UniDirectional, +/- 0.5% FSO, 0-5VDC | 180
142839 | A/MLP2-003-W-U-A-C-0P | Differential Pressure, Panel Mount, 3.00 inWC, UniDirectional, +/- 0.5% FSO, 0-10VDC | 180
142840 | A/MLP2-003-W-B-A-A-0P | Differential Pressure, Panel Mount, 3.00 inWC, BiDirectional, +/- 0.5% FSO, 4-20mA | 180
142841 | A/MLP2-003-W-B-A-B-0P | Differential Pressure, Panel Mount, 3.00 inWC, BiDirectional, +/- 0.5% FSO, 0-5VDC | 180
142842 | A/MLP2-003-W-B-A-C-0P | Differential Pressure, Panel Mount, 3.00 inWC, BiDirectional, +/- 0.5% FSO, 0-10VDC | 180
142843 | A/MLP2-004-W-U-A-A-0P | Differential Pressure, Panel Mount, 4.00 inWC, UniDirectional, +/- 0.5% FSO, 4-20mA | 180
142844 | A/MLP2-004-W-U-A-B-0P | Differential Pressure, Panel Mount, 4.00 inWC, UniDirectional, +/- 0.5% FSO, 0-5VDC | 180
142845 | A/MLP2-004-W-U-A-C-0P | Differential Pressure, Panel Mount, 4.00 inWC, UniDirectional, +/- 0.5% FSO, 0-10VDC | 180
142846 | A/MLP2-004-W-B-A-A-0P | Differential Pressure, Panel Mount, 4.00 inWC, BiDirectional, +/- 0.5% FSO, 4-20mA | 180
142847 | A/MLP2-004-W-B-A-B-0P | Differential Pressure, Panel Mount, 4.00 inWC, BiDirectional, +/- 0.5% FSO, 0-5VDC | 180
142848 | A/MLP2-004-W-B-A-C-0P | Differential Pressure, Panel Mount, 4.00 inWC, BiDirectional, +/- 0.5% FSO, 0-10VDC | 180
142849 | A/MLP2-005-W-U-A-A-0P | Differential Pressure, Panel Mount, 5.00 inWC, UniDirectional, +/- 0.5% FSO, 4-20mA | 180
142850 | A/MLP2-005-W-U-A-B-0P | Differential Pressure, Panel Mount, 5.00 inWC, UniDirectional, +/- 0.5% FSO, 0-5VDC | 180
142851 | A/MLP2-005-W-U-A-C-0P | Differential Pressure, Panel Mount, 5.00 inWC, UniDirectional, +/- 0.5% FSO, 0-10VDC | 180
142852 | A/MLP2-005-W-B-A-A-0P | Differential Pressure, Panel Mount, 5.00 inWC, BiDirectional, +/- 0.5% FSO, 4-20mA | 180
142853 | A/MLP2-005-W-B-A-B-0P | Differential Pressure, Panel Mount, 5.00 inWC, BiDirectional, +/- 0.5% FSO, 0-5VDC | 180
142854 | A/MLP2-005-W-B-A-C-0P | Differential Pressure, Panel Mount, 5.00 inWC, BiDirectional, +/- 0.5% FSO, 0-10VDC | 180
142855 | A/MLP2-010-W-U-A-A-0P | Differential Pressure, Panel Mount, 10.00 inWC, UniDirectional, +/- 0.5% FSO, 4-20mA | 180
142856 | A/MLP2-010-W-U-A-B-0P | Differential Pressure, Panel Mount, 10.00 inWC, UniDirectional, +/- 0.5% FSO, 0-5VDC | 180
142857 | A/MLP2-010-W-U-A-C-0P | Differential Pressure, Panel Mount, 10.00 inWC, UniDirectional, +/- 0.5% FSO, 0-10VDC | 180
142858 | A/MLP2-010-W-B-A-A-0P | Differential Pressure, Panel Mount, 10.00 inWC, BiDirectional, +/- 0.5% FSO, 4-20mA | 180
142859 | A/MLP2-010-W-B-A-B-0P | Differential Pressure, Panel Mount, 10.00 inWC, BiDirectional, +/- 0.5% FSO, 0-5VDC | 180
142860 | A/MLP2-010-W-B-A-C-0P | Differential Pressure, Panel Mount, 10.00 inWC, BiDirectional, +/- 0.5% FSO, 0-10VDC | 180
142861 | A/MLP2-015-W-U-A-A-0P | Differential Pressure, Panel Mount, 15.00 inWC, UniDirectional, +/- 0.5% FSO, 4-20mA | 180
142862 | A/MLP2-015-W-U-A-B-0P | Differential Pressure, Panel Mount, 15.00 inWC, UniDirectional, +/- 0.5% FSO, 0-5VDC | 180
142863 | A/MLP2-015-W-U-A-C-0P | Differential Pressure, Panel Mount, 15.00 inWC, UniDirectional, +/- 0.5% FSO, 0-10VDC | 180
142864 | A/MLP2-015-W-B-A-A-0P | Differential Pressure, Panel Mount, 15.00 inWC, BiDirectional, +/- 0.5% FSO, 4-20mA | 180
142865 | A/MLP2-015-W-B-A-B-0P | Differential Pressure, Panel Mount, 15.00 inWC, BiDirectional, +/- 0.5% FSO, 0-5VDC | 180
142866 | A/MLP2-015-W-B-A-C-0P | Differential Pressure, Panel Mount, 15.00 inWC, BiDirectional, +/- 0.5% FSO, 0-10VDC | 180
142867 | A/MLP2-020-W-U-A-A-0P | Differential Pressure, Panel Mount, 20.00 inWC, UniDirectional, +/- 0.5% FSO, 4-20mA | 180
142868 | A/MLP2-020-W-U-A-B-0P | Differential Pressure, Panel Mount, 20.00 inWC, UniDirectional, +/- 0.5% FSO, 0-5VDC | 180
142869 | A/MLP2-020-W-U-A-C-0P | Differential Pressure, Panel Mount, 20.00 inWC, UniDirectional, +/- 0.5% FSO, 0-10VDC | 180
142870 | A/MLP2-020-W-B-A-A-0P | Differential Pressure, Panel Mount, 20.00 inWC, BiDirectional, +/- 0.5% FSO, 4-20mA | 180
142871 | A/MLP2-020-W-B-A-B-0P | Differential Pressure, Panel Mount, 20.00 inWC, BiDirectional, +/- 0.5% FSO, 0-5VDC | 180
142872 | A/MLP2-020-W-B-A-C-0P | Differential Pressure, Panel Mount, 20.00 inWC, BiDirectional, +/- 0.5% FSO, 0-10VDC | 180
142873 | A/MLP2-025-W-U-A-A-0P | Differential Pressure, Panel Mount, 25.00 inWC, UniDirectional, +/- 0.5% FSO, 4-20mA | 180
142874 | A/MLP2-025-W-U-A-B-0P | Differential Pressure, Panel Mount, 25.00 inWC, UniDirectional, +/- 0.5% FSO, 0-5VDC | 180
142875 | A/MLP2-025-W-U-A-C-0P | Differential Pressure, Panel Mount, 25.00 inWC, UniDirectional, +/- 0.5% FSO, 0-10VDC | 180
142876 | A/MLP2-025-W-B-A-A-0P | Differential Pressure, Panel Mount, 25.00 inWC, BiDirectional, +/- 0.5% FSO, 4-20mA | 180
142877 | A/MLP2-025-W-B-A-B-0P | Differential Pressure, Panel Mount, 25.00 inWC, BiDirectional, +/- 0.5% FSO, 0-5VDC | 180
142878 | A/MLP2-025-W-B-A-C-0P | Differential Pressure, Panel Mount, 25.00 inWC, BiDirectional, +/- 0.5% FSO, 0-10VDC | 180
142879 | A/MLP2-030-W-U-A-A-0P | Differential Pressure, Panel Mount, 30.00 inWC, UniDirectional, +/- 0.5% FSO, 4-20mA | 180
142880 | A/MLP2-030-W-U-A-B-0P | Differential Pressure, Panel Mount, 30.00 inWC, UniDirectional, +/- 0.5% FSO, 0-5VDC | 180
142881 | A/MLP2-030-W-U-A-C-0P | Differential Pressure, Panel Mount, 30.00 inWC, UniDirectional, +/- 0.5% FSO, 0-10VDC | 180
142882 | A/MLP2-030-W-B-A-A-0P | Differential Pressure, Panel Mount, 30.00 inWC, BiDirectional, +/- 0.5% FSO, 4-20mA | 180
142883 | A/MLP2-030-W-B-A-B-0P | Differential Pressure, Panel Mount, 30.00 inWC, BiDirectional, +/- 0.5% FSO, 0-5VDC | 180
142884 | A/MLP2-030-W-B-A-C-0P | Differential Pressure, Panel Mount, 30.00 inWC, BiDirectional, +/- 0.5% FSO, 0-10VDC | 180
142885 | A/MLP2-040-W-U-A-A-0P | Differential Pressure, Panel Mount, 40.00 inWC, UniDirectional, +/- 0.5% FSO, 4-20mA | 180
142886 | A/MLP2-040-W-U-A-B-0P | Differential Pressure, Panel Mount, 40.00 inWC, UniDirectional, +/- 0.5% FSO, 0-5VDC | 180
142887 | A/MLP2-040-W-U-A-C-0P | Differential Pressure, Panel Mount, 40.00 inWC, UniDirectional, +/- 0.5% FSO, 0-10VDC | 180
142888 | A/MLP2-040-W-B-A-A-0P | Differential Pressure, Panel Mount, 40.00 inWC, BiDirectional, +/- 0.5% FSO, 4-20mA | 180
142889 | A/MLP2-040-W-B-A-B-0P | Differential Pressure, Panel Mount, 40.00 inWC, BiDirectional, +/- 0.5% FSO, 0-5VDC | 180
142890 | A/MLP2-040-W-B-A-C-0P | Differential Pressure, Panel Mount, 40.00 inWC, BiDirectional, +/- 0.5% FSO, 0-10VDC | 180
142902 | A/RH5-CP-RSO | Relative Humidity, RH Outputs: 0-5, 0-10 VDC & 4-20mA (Default), Room (R), ± 5% Accuracy, 10,000 Ohm Thermistor (Type II), Setpoint:0-100K, w/ Override | 217.2
142907 | A/RH2-CP-RSO | Relative Humidity, RH Outputs: 0-5, 0-10 VDC & 4-20mA (Default), Room (R), ± 2% Accuracy, 10,000 Ohm Thermistor (Type II), Setpoint:0-10K, w/ Override | 330
142908 | A/CP-IM-2.5"-4X | 10,000 Ohm Thermistor (Type II), Immersion, Machined Well, 2.5", NEMA 4X Enclosure | 103
142910 | A/100KS-D-12"-BB | 100,000 Ohm Thermistor, Duct, 12", NEMA 3R Enclosure | 43.5
142915 | A/TTM100-O-4-EH | Transmitter w/ 100 Ohm RTD (NIST Cert), Outside Air, Euro Enclosure, 4-20mA Output | 193
142917 | A/TTM100-D-6"-2-GD | Transmitter w/ 100 Ohm RTD (NIST Cert), Duct, 6", Galvanized, 2-10VDC Output | 179
142918 | A/RH1-TT100-R2-4 | Relative Humidity, RH Outputs: 0-5, 0-10 VDC & 4-20mA (Default), Room (R2), ± 1% Accuracy, Transmitter w/ 100 Ohm RTD, 4-20mA (Temp Output) | 655
142921 | A/TTM1K-R-1 | Transmitter w/ 1,000 Ohm RTD (NIST Cert), Room (R), 1-5VDC Output | 153
142922 | A/1.8K-I-2.5"-4X | 1,800 Ohm Thermistor, immersion, Welded Well, 2.5", NEMA 4X Enclosure | 91
142925 | A/RH2-1K-2W-R2SO | 0 | 330
142926 | Q8-CL2-5P-R-X | Expl Proof, Smart Sensor, Chlorine, 0-5 ppm, 3 SPDT Relays, NEMA 4X, 4-20mA, 2-10V, or Modbus RTU W/Remote Sensor | 3035
142929 | A/TUC2-20K-0024 | 20,000 Ohm Thermistor, LCD | 235
142931 | A/TT1K-LTS-4-BB-50' | Transmitter w/ 1,000 Ohm RTD, 2" Freezer Probe 316SS, NEMA 3R Enclosure, 50', 4-20mA Output | 326
142941 | QTS-61120X-N000000 | Toxic Gas Sensor, Chlorine, 0-3 PPM, 4-20mA Output, loop powered, NEMA 4X, Aluminum Sensor Housing | 1350
142944 | CTS-M5130X-D0R0000 | Toxic Gas Sensor, Duct, Oxygen, 0-25% Volume, 4-20mA, 2-10VDC Output, or Modbus RTU, Relay & Buzzer | 775
142945 | A/RH3-CP-RS | Relative Humidity, RH Outputs: 0-5, 0-10 VDC & 4-20mA (Default), Room (R), ± 3% Accuracy, 10,000 Ohm Thermistor (Type II), Setpoint:0-10K | 260
142946 | A/RH3-AN-RS | Relative Humidity, RH Outputs: 0-5, 0-10 VDC & 4-20mA (Default), Room (R), ± 3% Accuracy, 10,000 Ohm Thermistor (Type III), Setpoint:0-10K | 260
142950 | A/TUC2-CP-0141 | 10,000 Ohm Thermistor (Type II), Setpoint, w/ Override, LCD | 235
142952 | 85930-018-003 | Smart Sensor Replacement, Hydrogen Sulphide, 0-6 ppm | 875
142957 | M-CONTROLLERX-00P | Controller, 32 dgital QEL sensors, eight 4-20mA inputs, 3 DPDT Relays, Steel Nema 1, Real Time Monitoring Software | 3965
142958 | A/1K-2W-IM-4"-BB | 1,000 Ohm Platinum (Two Wires) RTD, Immersion, Machined Well, 4", NEMA 3R Enclosure | 111.5
142960 | A/TTM1K-LTS-1-GD-50' | Transmitter w/ 1,000 Ohm RTD (NIST Cert), 2" Freezer Probe 316SS, Galvanized Enclosure, 50', 1-5VDC Output | 309
142962 | FS-50A | Freeze Stat, 50' Capillary, Automatic Reset, (2) SPDT | 480
142963 | FS-50 | Freeze Stat, 50' Capillary, Manual Reset, (2) SPDT | 525
142970 | A/RH3-AN-RS | Relative Humidity, RH Outputs: 0-5, 0-10 VDC & 4-20mA (Default), Room (R), ± 3% Accuracy, 10,000 Ohm Thermistor (Type III), Setpoint:0-10K | 260
142971 | CT-SRL-100-U | Revenue Grade CT, Split Core, 1.0 to 200A Range, 333.3 mV @ 100A | 380
142972 | CT-SRL-200-U | Revenue Grade CT, Split Core, 2.0 to 400A Range, 333.3 mV @ 200A | 380
142973 | CT-SRL-400-U | Revenue Grade CT, Split Core, 4.0 to 500A Range, 333.3 mV @ 400A | 380
142976 | FSIG-SLM500B | Horn and Strobe (Blue) | 432
142977 | FSIG-SLMBD-012-024GY | Deep Base for FSIGSLM500 Series (Gray) | 34
143008 | B5-C2H4-100L-O-X | BACnet MSTP, Smart Sensor, Ethylene, 0-100% LEL, 3 SPDT Relays, NEMA 4X | 840
143009 | A/TT100-LT-INW-2.5"-4-BB | Transmitter w/ 100 Ohm RTD, Low Temperature Immersion, No Well, 4" 316SS, NEMA 3R Enclosure, 4-20mA Output | 350
143010 | A/RH5-AN-RSO | Relative Humidity, RH Outputs: 0-5, 0-10 VDC & 4-20mA (Default), Room (R), ± 5% Accuracy, 10,000 Ohm Thermistor (Type III), Setpoint:0-100K, w/ Override | 217.2
143013 | FSIG-SLM500G | Horn and Strobe (Green) | 432
143015 | Q8-GENL-100L-O-X-ETHANOL | Expl Proof, Smart Sensor, Ethanol, 0-100% LEL, 3 SPDT Relays, NEMA 4X, 4-20mA, 2-10V, or Modbus RTU | 1910
143019 | A/RH5-3K-R2S | 0 | 207.2
143024 | B5-CO2-5000P-O-X | BACnet MSTP, Smart Sensor, IR-Carbon Dioxide, 0-5000 ppm, 3 SPDT Relays, NEMA 4X | 1485
143025 | Q8-O2-25V-R-X | Expl Proof, Smart Sensor, Ethanol, 0-100% LEL, 3 SPDT Relays, NEMA 4X, 4-20mA, 2-10V, or Modbus RTU | 2985
143027 | Q8-CO-250P-O-X | Expl Proof, Smart Sensor, Carbon Monoxide, 0-250 ppm, 3 SPDT Relays, NEMA 4X, 4-20mA, 2-10V, or Modbus RTU | 1910
143028 | Q8-NO2-10P-O-X | Expl Proof, Smart Sensor, Nitrogen Dioxide, 0-10 ppm, 3 SPDT Relays, NEMA 4X, 4-20mA, 2-10V, or Modbus RTU | 1910
143063 | A/TT100-RSO-4-LCD-55-85 | Transmitter w/ 100 Ohm RTD, Room (R) with Setpoint and Override, 4-20mA Output, 55-85, LCD | 233
143067 | SCREWDRIVER INSERT BIT | FOR HEX TAMPER RESISTAND 5/64 | 15
143068 | 85930-017-017 | Smart Sensor replacement, Propane, 0-100% LEL | 195
143069 | 85930-017-019 | Smart Sensor replacement, Combustible, 0-100% LEL | 195
143070 | 85930-017-020 | Smart Sensor replacement, Ethylene, 0-100% LEL | 195
143071 | 85930-017-021 | Smart Sensor replacement, Iso-Butane, 0-100% LEL | 195
143072 | 85930-017-022 | Smart Sensor replacement, Iso-Pentane, 0-100% LEL | 195
143073 | 85930-017-023 | Smart Sensor replacement, Methanol, 0-100% LEL | 195
143074 | 85930-017-024 | Smart Sensor replacement, Benzene, 0-100% LEL | 195
143075 | 85930-017-025 | Smart Sensor replacement, Acetone, 0-100% LEL | 195
143076 | 85930-017-026 | Smart Sensor replacement, Butanol/n-Butane, 0-100% LEL | 195
143077 | 85930-018-002 | Smart Sensor Replacement, Hydrogen Sulphide, 0-25 ppm | 480
143078 | 85930-018-202 | Smart Sensor Replacement, Hydrogen Sulphide, 0-100 ppm | 480
143079 | 85930-018-206 | Smart Sensor Replacement, Hydrogen, 0-2000 ppm | 765
143080 | 85930-018-007 | Smart Sensor Replacement, Hydrogen Cyanide, 0-50 ppm | 875
143081 | 85930-018-209 | Smart Sensor Replacement, Ammonia, 0-1000 ppm | 800
143082 | 85930-018-011 | Smart Sensor Replacement, Ozone, 0-1 ppm | 1180
143083 | 85930-018-013 | Smart Sensor Replacement, Chlorine, 0-5 ppm | 875
143084 | 85930-018-014 | Smart Sensor Replacement, Chlorine Dioxide, 0-2 ppm | 1180
143085 | 85930-018-096 | Smart Sensor Replacement, Arsine, 0-1 ppm | 1200
143086 | 85930-018-097 | Smart Sensor Replacement, Phosphine, 0-5 ppm | 1200
143087 | 85930-018-297 | Smart Sensor Replacement, Phosphine, 0-1 ppm | 1200
143088 | 85930-018-098 | Smart Sensor Replacement, Silane, 0-50 ppm | 1500
143089 | 85930-018-099 | Smart Sensor Replacement, Germane, 0-2 ppm | 1500
143090 | 85930-018-100 | Smart Sensor Replacement, Diborane, 0-2 ppm | 1180
143091 | 85930-018-004 | Smart Sensor Replacement, Nitric Oxide, 0-100 ppm | 875
143092 | 85930-018-008 | Smart Sensor Replacement, Hydrogen Chloride, 0-30 ppm | 1000
143093 | 85930-018-012 | Smart Sensor Replacement, Ethylene Oxide, 0-20 ppm | 875
143094 | 85930-018-101 | Smart Sensor Replacement, Hydrogen Bromide, 0-30 ppm | 1180
143095 | 85930-019-015 | Smart Sensor Replacement, IR-Carbon Dioxide, 0-5000 ppm | 725
143096 | 85930-019-315 | Smart Sensor Replacement, IR-Carbon Dioxide, 0-20% VOL | 725
143097 | 85930-019-415 | Smart Sensor Replacement, IR-Carbon Dioxide, 0-100% VOL | 725
143098 | 85930-019-016 | Smart Sensor Replacement, IR-Methane, 0-100% LEL | 725
143099 | 85930-019-216 | Smart Sensor Replacement, IR-Methane, 0-100% VOL | 725
143100 | A/50' TUBE | Clear Tubing, 3/16"ID X 1/4"OD X 50' PVC Tubing | 30
143110 | PS48HD-C-D-N | Powerscout 48 (48 Channels), Ethernet & Serial, Enclosure, Display | 4980
143111 | PS48HD-C-N-N | Powerscout 48 (48 Channels), Ethernet & Serial, Enclosure, No Display | 4500
143112 | PS48HD-P-D-N | Powerscout 48 (48 Channels), Ethernet & Serial, Mounting Plate, Display | 4745
143113 | PS48HD-P-N-N | Powerscout 48 (48 Channels), Ethernet & Serial, Mounting Plate, No Display | 4390
143121 | A/RH2-AN-RS | Relative Humidity, RH Outputs: 0-5, 0-10 VDC & 4-20mA (Default), Room (R), ± 2% Accuracy, 10,000 Ohm Thermistor (Type III), Setpoint:0-20K | 320
143122 | Q5-CLO2-2P-O-X | Smart Sensor, Chlorine Dioxide, 0-2 ppm, 3 SPDT Relays, NEMA 4X, 4-20mA, 2-10V, or Modbus RTU | 1820
143127 | A/RH3-CP-R2SO | 10K, 0, DA, BLUE/RED | 270
143129 | A/RH3-1K-NI-R2S | 0 | 260
143131 | QIRF-0R12X-0 | Refrigerant Sensor, R12, 0-1000 PPM, LCD, 3 SPDT Relays, NEMA 4X | 2500
143132 | FSIG-SLM500R | Streamline Horn and Strobe (Red) | 432
143135 | A/TT100-D-6"-2-GD | Transmitter w/ 100 Ohm RTD, Duct, 6", Galvanized Enclosure, 2-10VDC Output | 144
143147 | A/RH3-AN-R2SO | 0 | 270
143149 | FSIG-SLMDG2 | Protective Dome for Deep Mounting Base and SLM500x Series Horn and Strobe | 180
143151 | A/RH2-1K-2W-RS | Relative Humidity, RH Outputs: 0-5, 0-10 VDC & 4-20mA (Default), Room (R), ± 2% Accuracy, 1,000 Ohm (Two Wires) RTD, Setpoint:0-2K | 320
143152 | QTS-17191X-S000000-ACETONE | Expl Proof Sensor, Acetone, 0-100% LEL, 3-wire 4-20mA Output | 840
143153 | CT-SCS-0050-U | Standard Grade CT, Small, Window Size: 0.75” (19.05 mm), Split Core, 5 to 65A Range, 333.3 mV @ 50A | 171
143154 | CT-RGT12-0005-U | Revenue Grade CT, Solid Core, 0.05 to 10A Range, 333.3 mV @ 5A | 80
143155 | CT-RGT12-0020-U | Revenue Grade CT, Solid Core, 0.2 to 40A Range, 333.3 mV @ 20A | 80
143156 | CT-RGT12-0050-U | Revenue Grade CT, Solid Core, 0.5 to 100A Range, 333.3 mV @ 50A | 80
143157 | CT-RGT12-0100-U | Revenue Grade CT, Solid Core, 1.0 to 200A Range, 333.3 mV @ 100A | 80
143158 | CT-SRS-005-U | Revenue Grade CT, Split Core, 0.05 to 10A Range, 333.3 mV @ 5A | 266
143159 | CT-SRS-050-U | Revenue Grade CT, Split Core, 0.5 to 100A Range, 333.3 mV @ 50A | 266
143160 | GP(0-30G)-20-P | Gage Pressure with Packard Connector, 0 to 30 psig, 4-20mA | 285
143161 | GP(0-50G)-20-P | Gage Pressure with Packard Connector, 0 to 50 psig, 4-20mA | 285
143163 | 567-551 | POWER METER CAB NEMA 1, DOOR | 332
143164 | 567-556 | POWER METER CAB NEMA 1 W/WINDW | 433
143165 | 567-090-01 | POWER METER MOUNT/FUSE ASSMBLY | 312
143169 | Q8-C3H8-100L-O-X | Expl Proof, Smart Sensor, Propane, 0-100% LEL, 3 SPDT Relays, NEMA 4X, 4-20mA, 2-10V, or Modbus RTU | 1910
143197 | A/RH3-AN-R2S | 0 | 260
143198 | A/TTM1K-RA-24"-4-PB | Transmitter w/ 1,000 Ohm RTD (NIST Cert), Rigid Probe Averaging, 24", Plastic Enclosure, 4-20mA Output | 409
143201 | A/MLP2-500-P-U-A-C-0P | Differential Pressure, Panel Mount, 500 pascals, UniDirectional, +/- 0.5% FSO, 0-10VDC | 180
143210 | A/AN-A-50'-4X | 10,000 Ohm Thermistor (Type III), Copper Averaging, 50', NEMA 4X Enclosure | 533
143214 | A/RH5-AN-RS | Relative Humidity, RH Outputs: 0-5, 0-10 VDC & 4-20mA (Default), Room (R), ± 5% Accuracy, 10,000 Ohm Thermistor (Type III), Setpoint:0-10K | 207.2
143219 | A/TUC2-CP-0162 | 10,000 Ohm Thermistor (Type II), Setpoint, w/ Override, LCD | 235
143226 | A/TUC2-CP-0163 | 10,000 Ohm Thermistor (Type II), Setpoint, LCD | 235
143227 | A/TT1K-BP-2-4X-20'CL2P | Transmitter w/ 1,000 Ohm RTD, Bullet Probe, 1", 20' Plenum Cable, NEMA 4X Enclosure, 2-10VDC Output | 195
143230 | A/MLP2-300-P-U-A-A-0P | Differential Pressure, Panel Mount, 300 pascals, UniDirectional, +/- 0.5% FSO, 4-20mA | 180
143231 | A/MLP2-300-P-U-A-C-0P | Differential Pressure, Panel Mount, 300 pascals, UniDirectional, +/- 0.5% FSO, 0-10VDC | 180
143232 | A/MLP2-300-P-B-A-A-0P | Differential Pressure, Panel Mount, 300 pascals, BiDirectional, +/- 0.5% FSO, 4-20mA | 180
143233 | A/MLP2-300-P-B-A-C-0P | Differential Pressure, Panel Mount, 300 pascals, BiDirectional, +/- 0.5% FSO, 0-10VDC | 180
143234 | A/MLP2-500-P-U-A-B-0P | Differential Pressure, Panel Mount, 500 pascals, UniDirectional, +/- 0.5% FSO, 4-20mA | 180
143236 | A/MLP2-1K0-P-U-A-A-0P | Differential Pressure, Panel Mount, 1000 pascals, UniDirectional, +/- 0.5% FSO, 4-20mA | 180
143237 | A/MLP2-1K0-P-U-A-C-0P | Differential Pressure, Panel Mount, 1000 pascals, UniDirectional, +/- 0.5% FSO, 0-10VDC | 180
143238 | A/MLP2-1K6-P-U-A-C-0P | Differential Pressure, Panel Mount, 1600 pascals, UniDirectional, +/- 0.5% FSO, 0-10VDC | 180
143239 | A/MLP2-2K5-P-U-A-C-0P | Differential Pressure, Panel Mount, 2500 pascals, UniDirectional, +/- 0.5% FSO, 0-10VDC | 180
143240 | A/MLP2-2K5-P-B-A-A-0P | Differential Pressure, Panel Mount, 2500 pascals, BiDirectional, +/- 0.5% FSO, 4-20mA | 180
143263 | A/TTM1K-HT-D-12"-4-GD | Transmitter w/ 1,000 Ohm RTD (NIST Cert), High Temperature Duct, 12" 316SS, 4-20mA Output | 363
143267 | A/TT1K-HT-I-2.5"-4-BB | Transmitter w/ 1,000 Ohm RTD, High Temperature Immersion, Welded Well, 2.5" 316SS, NEMA 3R Enclosure, 4-20mA Output | 382
143268 | A/MLP2-001-W-U-B-C-5P | Differential Pressure, Panel Mount, 1.00 inWC, UniDirectional, +/- 0.25% FSO, 0-10VDC, 5 PT NIST | 310
143269 | A/RH3-CP-R2LSO | Relative Humidity, RH Outputs: 0-5, 0-10 VDC & 4-20mA (Default), Room (R2), ± 3% Accuracy, 10,000 Ohm Thermistor (Type II), Custom Logo, Setpoint:0-1K, w/ Override | 270
143272 | A/TTM100-BP-4-GD-10'CL2P | Transmitter w/ 100 Ohm RTD (NIST Cert), Bullet Probe, 1", 10' Plenum Cable, Galvanized Enclosure, 4-20mA Output | 179
143274 | A/TTM1K-BP-4-PB-10'CL2P | Transmitter w/ 1,000 Ohm RTD (NIST Cert), Bullet Probe, 1", 10' Plenum Cable, Plastic Enclosure, 4-20mA Output | 179
143275 | A/10KS-FA-8'-4X | 10,000 Ohm Thermistor, Flexible Cable Averaging, 8', NEMA 4X Enclosure | 208
143284 | A/TUCH2-1K NI-0048 | LCD, RH2%, SET, O/R, DEG F | 500
143286 | A/1K-NI-S10-GD | 1,000 Ohm Nickel RTD, Strap On, 10" Strap, Galvanized Enclosure | 66
143289 | A/100KS-RA-24"-GD | 100,000 Ohm Thermistor, Rigid Probe Averaging, 24", Galvanized Enclosure | 95
143290 | A/TTM100-IM-4"-4-4X | Transmitter w/ 100 Ohm RTD (NIST Cert), Immersion, Machined Well, 4", NEMA 4X Enclosure, 4-20mA Output | 263
143291 | A/TTM100-IM-6"-4-4X | Transmitter w/ 100 Ohm RTD (NIST Cert), Immersion, Machined Well, 6", NEMA 4X Enclosure, 4-20mA Output | 271
143293 | A/TUC2-CP-0165 | 10,000 Ohm Thermistor (Type II), Setpoint, LCD | 235
143294 | A/TT1K-RA-12"-4-4X | Transmitter w/ 1,000 Ohm RTD, Rigid Probe Averaging, 12", NEMA 4X Enclosure, 4-20mA Output | 408
143304 | A/CP-FA-50'-4X | 10,000 Ohm Thermistor (Type II), Flexible Cable Averaging, 50', NEMA 4X Enclosure | 533
143306 | A/1K-2W-RA-36"-4X | 1,000 Ohm (Two Wires) RTD, Rigid Probe Averaging, 36", NEMA 4X Enclosure | 258
143307 | A/RH5-AN-SP-05 | Relative Humidity, RH Outputs: 0-5 VDC, Wall Plate 304SS, ± 5% Accuracy, 10,000 Ohm Thermistor (Type III), 0-5VDC | 206.4
143311 | A/TUC2-AN-0100 | 10,000 Ohm Thermistor (Type III), Setpoint, w/ Override, LCD | 235
143313 | A/TUC2-AN-0101 | 10,000 Ohm Thermistor (Type III), Setpoint, w/ Override, LCD | 235
143316 | A/100-3W-PO-18" | 100 Ohm (Three Wires) RTD, Probe Only, 18" | 34
143320 | A/TT1K-A-100'-2-4X | Transmitter w/ 1,000 Ohm RTD, Copper Averaging, 100', NEMA 4X Enclosure, 2-10VDC Output | 765
143327 | A/MLP2-010-W-U-B-A-3P | Differential Pressure, Panel Mount, 10.00 inWC, UniDirectional, +/- 0.25% FSO, 4-20mA, 3 PT NIST | 285
143335 | A/RH2-1K-NI-R2S | 0 | 320
143340 | A/RH2-AN-R2SO | 100K, 0, DA, BLUE/RED | 330
143348 | A/20K-RA-18"-4X | 20,000 Ohm Thermistor, Rigid Probe Averaging, 18", NEMA 4X Enclosure | 123
143351 | A/MOUNTING CLIP-1/4" | BP 1/4" Mounting Clip | 3.5
143352 | A/MOUNTING U-CLIP-1/4" | BP 1/4" U-Clip | 2.5
143353 | A/HOSE CLAMP-2" | Hose Clamp, 2" | 5
143356 | A/1K-2W-IM-2.5"-GD | 1,000 Ohm Platinum (Two Wires) RTD, Immersion, Machined Well, 2.5", Galvanized Enclosure | 85
143357 | A/1K-2W-A-80'-4X | 1,000 Ohm (Two Wires) RTD, Copper Averaging, 80', NEMA 4X Enclosure | 493
143368 | A/100-3W-BP-10'-CL2P | 100 Ohm (Two Wires) RTD, Bullet Probe, 1", 10' Plenum Cable | 52.5
143369 | A/MOUNTING PLATE WHITE R2 | Plastic Mounting Plate, White Aries (R2) | 28
143385 | A/0.1AN-BP | High Accuracy 10,000 Ohm Thermistor (Type III), Bullet Probe, 1" | 28.5
143386 | A/0.1CP-BP | High Accuracy 10,000 Ohm Thermistor (Type II), Bullet Probe, 1" | 28.5
143401 | A/0.1CP-I-2.5"-4X | High Accuracy, 10,000 Ohm Thermistor (Type II), Immersion, Welded Well, 2.5", NEMA 4X Enclosure | 101
143402 | A/10KS-DO-6" | 10,000 Ohm Thermistor, Duct, Without Box, 6" | 24.5
143409 | A/MLP2-D25-W-B-B-C-0P | Differential Pressure, Panel Mount, 0.25 inWC, BiDirectional, +/- 0.25% FSO, 0-10VDC | 235
143413 | A/RH2-TT1K-O-4X-1 | Relative Humidity, RH Outputs: 0-5, 0-10 VDC & 4-20mA (Default), Outside Air, ± 2% Accuracy, Transmitter w/ 1,000 Ohm RTD, NEMA 4X Enclosure, 1-5 VDC (Temp) | 435.5
143418 | A/RH3-AN-RS | Relative Humidity, RH Outputs: 0-5, 0-10 VDC & 4-20mA (Default), Room (R), ± 3% Accuracy, 10,000 Ohm Thermistor (Type III), Setpoint:0-10K | 260
143419 | A/RH5-1K-NI-R2 | Relative Humidity, RH Outputs: 0-5, 0-10 VDC & 4-20mA (Default), Room (R2), ± 5% Accuracy, 1,000 Ohm Nickel RTD | 197.2
143420 | A/MLP2-010-W-B-A-C-3P | Differential Pressure, Panel Mount, 10.00 inWC, BiDirectional, +/- 0.5% FSO, 0-10VDC, 3 PT NIST | 230
143425 | A/TUC2-CP-0168 | 10,000 Ohm Thermistor (Type II), Setpoint, w/ Override, LCD | 235
143429 | A/10K-E1-A-8'-GD | 10,000 Ohm (E1) Thermistor, Copper Averaging, 8', Galvanized Enclosure | 115
143433 | A/SINTERED FILTER | SINTERED FILTER FOR RH | 30
143436 | WH2630A-300 | Wireess, RH3%, ROOM, Trans Interval 300SEC | 773
143437 | A/TT1K-IM-4"-4-PB | Transmitter w/ 1,000 Ohm RTD, Immersion, Machined Well, 4", Plastic Enclosure, 4-20mA Output | 202
143441 | A/0.1AN-D-6"-PB | High Accuracy 10,000 Ohm Thermistor (Type III), Duct, 6", Plastic Enclosure | 37
143444 | A/TT1K-HT-D-8"-1-GD | Transmitter w/ 1,000 Ohm RTD, High Temperature Duct, 8" 316SS, 1-5VDC Output | 327
143459 | A/TUC2-1K-0010 | 1,000 Ohm Thermistor, Setpoint, LCD | 235
143460 | A/20K-PO-18" | 20,000 Ohm Thermistor, Probe Only, 18" | 23.5
143462 | A/1" VINYL PULL CAP | 1" EZ-VINYL FILTER COVER | 2.5
143463 | A/TTM1K-D-4"-2-PB | Transmitter w/ 1,000 Ohm RTD (NIST Cert), Duct, 4", Plastic Enclosure, 2-10VDC Output | 174
143464 | A/TUCH2-4-20MA-0055 | LCD, RH3%, DEG C | 450
143466 | A/100-3W-D-12"-EXPL | 100 Ohm (Three Wires) RTD, Hazardous, Duct, 12" | 525
143468 | A/1.8K-BP-6'CL2P | 1,800 Ohm Thermistor, Bullet Probe, 1", 6' Plenum Cable | 33
143469 | A/TTM100-IM-6"-4-GD | Transmitter w/ 100 Ohm RTD (NIST Cert), Immersion, Machined Well, 6", Galvanized Enclosure, 4-20mA Output | 261
143471 | A/20K-DO-18"-20'CL2P | 20,000 Ohm Thermistor, Duct, Without Box, 18", 20' Plenum Cable | 63.5
143475 | A/TUCH2-0-10V-0079 | LCD, RH2%, SET, O/R, DEG F | 500
143476 | A/TUC2-0-10V-0054 | 0-10VDC Output, Setpoint, w/ Override, LCD | 235
143486 | A/10KS-DO-8"-6'CL2P | 10,000 Ohm Thermistor, Duct, Without Box, 8", 6' Plenum Cable | 34.5
143489 | A/TTM100-IM-4"-4-GD | Transmitter w/ 100 Ohm RTD (NIST Cert), Immersion, Machined Well, 4", Galvanized Enclosure, 4-20mA Output | 263
143494 | A/TT100-D-8"-2-4X | Transmitter w/ 100 Ohm RTD, Duct, 8", NEMA 4X Enclosure, 2-10VDC | 178
143495 | A/1.8K-IM-4"-PB | 1,800 Ohm Thermistor, Immersion, Machined Well, 4", Plastic Enclosure | 80
143497 | A/TUCH2-1035-0003 | LCD, RH3%, SET, OR, FAN, DEG F | 450
143501 | A/MLP2-300-P-U-A-B-0P | Differential Pressure, Panel Mount, 300 pascals, UniDirectional, +/- 0.5% FSO, 0-5VDC | 180
143516 | A/AN-BC-RA-12"-GD | 10,000 Ohm Thermistor w/11K Shunt, Rigid Probe Averaging, 12", Galvanized Enclosure | 90
143534 | A/MLP2-100-P-B-B-A-3P | Differential Pressure, Panel Mount, 100 pascals, BiDirectional, +/- 0.25% FSO, 4-20mA, 3 PT NIST | 235
143543 | A/2252-BP-20'CL2P | 2,252 Ohm Thermistor, Bullet Probe, 1", 20' Plenum Cable | 55
143548 | A/MLP2-003-W-U-B-A-0P | Differential Pressure, Panel Mount, 3.00 inWC, UniDirectional, +/- 0.25% FSO, 4-20mA | 235
143553 | A/10K-E1-FA-24'-4X | 10,000 Ohm (E1) Thermistor, Flexible Cable Averaging, 24', NEMA 4X Enclosure | 266
143556 | A/TT1K-LT-I-6"-4-BB | Transmitter w/ 1,000 Ohm RTD, Low Temperature Immersion, Welded Well, 6" 316SS, NEMA 3R Enclosure, 4-20mA | 371
143557 | A/100KS-D-12"-GD | 100,000 Ohm Thermistor, Duct, 12", Galvanized Enclosure | 27
143560 | A/TUCH2-20K-0019 | LCD, RH2%, DEG F | 500
143561 | A/TUCH2-AN-0079 | LCD, RH2%, SET, O/R, DEG F | 500
143564 | A/TT1K-HT-D-18"-4-BB | Transmitter w/ 1,000 Ohm RTD, High Temperature Duct, 18" 316SS, Galvanized Enclosure, 4-20mA Output | 349
143567 | A/TTM1K-D-18"-1-GD | Transmitter w/ 1,000 Ohm RTD (NIST Cert), Duct, 18", Galvanized Enclosure, 1-5VDC Output | 161
143568 | A/TTM1K-A-8'-1-GD | Transmitter w/ 1,000 Ohm RTD (NIST Cert), Copper Averaging, 8', NEMA 3R Enclosure, 1-5VDC Output | 414
143574 | A/RH3-TT1K-D-4X-2 | Relative Humidity, RH Outputs: 0-5, 0-10 VDC & 4-20mA (Default), Duct, ± 3% Accuracy, Transmitter w/ 1,000 Ohm RTD, NEMA 4X (2G) Enclosure, 2-10VDC (Temp) | 375
143576 | A/0.1AN-O-4X-AS | High Accuracy 10,000 Ohm Thermistor (Type III), Outside Air, NEMA 4X Enclosure, Aluminum Sleeve | 70
143577 | A/0.1AN-O-4X-AS-NIST | High Accuracy 10,000 Ohm Thermistor (Type II), Outside Air, NEMA 4X Enclosure, Aluminum Sleeve, NIST Cert | 120
143578 | A/0.1CP-O-4X-AS | High Accuracy 10,000 Ohm Thermistor (Type II), Outside Air, NEMA 4X Enclosure, Aluminum Sleeve | 70
143579 | A/0.1CP-O-4X-AS-NIST | High Accuracy 10,000 Ohm Thermistor (Type II), Outside Air, NEMA 4X Enclosure, Aluminum Sleeve, NIST Cert | 120
143921 | A/MLP2-001-W-U-B-C-0P | Differential Pressure, Panel Mount, 1.00 inWC, UniDirectional, +/- 0.25% FSO, 0-10VDC | 235
143923 | A/TUCH2-CP-0171 | LCD, RH2%, SET, DEG F | 500
143926 | A/TUC2-CP-0164 | 10,000 Ohm Thermistor (Type II), Setpoint, w/ Override, LCD | 235
143927 | A/TUCH2-CP-0172 | LCD, RH2%, SET, O/R, DEG F | 500
143931 | A/TTM1K-LTS-4-BB-10' | Transmitter w/ 1,000 Ohm RTD (NIST Cert), 2" Freezer Probe 316SS, NEMA 3R Enclosure, 10', 4-20 mA Output | 295
143934 | A/1K-3W-S10-GD | 1,000 Ohm (Three Wires) RTD, Strap On, 10" Strap, Galvanized Enclosure | 66
143935 | A/MLP2-003-W-B-B-C-0P | Differential Pressure, Panel Mount, 3.00 inWC, BiDirectional, +/- 0.25% FSO,0-10VDC | 235
143936 | A/TTM1K-RA-12"-4-BB | Transmitter w/ 1,000 Ohm RTD (NIST Cert), Rigid Probe Averaging, 12", NEMA 3R Enclosure, 4-20mA Output | 426
143938 | A/1K-2W-PM-10'CL2P | 1,000 Ohm (Two Wires) RTD, Pipe Mount, Brass, 10' Plenum Cable | 80
143945 | A/SYPHON-270 | 1/4" SYPHON, 270 DEG SCH40 316 | 57
143946 | Q8-CO-1000P-O-X | Expl Proof, Smart Sensor, Carbon Monoxide, 0-1000 ppm, 3 SPDT Relays, NEMA 4X, 4-20mA, 2-10V, or Modbus RTU | 1910
143953 | B5-O3-1P-O-X | BACnet MSTP, Smart Sensor, Ozone, 0-1 ppm, 3 SPDT Relays, NEMA 4X | 1805
143955 | A/TT100-LT-D-8"-4-GD | Transmitter w/ 100 Ohm RTD, Low Temperature Duct, 8" 316SS, Galvanized Enclosure, 4-20mA Output | 327
143960 | A/TT100-LT-D-12"-4-GD | Transmitter w/ 100 Ohm RTD, Low Temperature Duct, 12" 316SS, Galvanized Enclosure, 4-20mA Output | 327
143963 | A/RH2-CP-R2SO | 0 | 330
143967 | A/MLP2-002-W-U-B-A-0P | Differential Pressure, Panel Mount, 2.00 inWC, UniDirectional, +/- 0.25% FSO, 4-20mA | 235
143968 | A/MLP2-002-W-U-B-C-0P | Differential Pressure, Panel Mount, 2.00 inWC, UniDirectional, +/- 0.25% FSO, 0-10VDC | 235
143969 | A/RH5-AN-R2S | 0 | 207.2
143976 | A/RH1-CP-R2L | Relative Humidity, RH Outputs: 0-5, 0-10 VDC & 4-20mA (Default), Room (R2), ± 1% Accuracy, 10,000 Ohm Thermistor (Type II), Custom Logo | 360
143992 | A/TUC2-10KS-0005 | 10,000 Ohm Thermistor, Setpoint, w/ Override, LCD | 235
143994 | A/TUCH2-AN-0077 | LCD, RH3%, SET, O/R, DEG F | 450
144001 | A/10KS-RA-36"-4X | 10,000 Ohm Thermistor, Rigid Probe Averaging, 36", NEMA 4X Enclosure | 128
144011 | A/TT100-LTS-4-4X-30' | Transmitter w/ 100 Ohm RTD, 2" Freezer Probe 316SS, NEMA 4X Enclosure, 30', 4-20mA Output | 302
144021 | A/GLYCOL 250ML | Glycol Filled Bottle (250 ML) | 34
144026 | A/AN-BC-PO-4"-10'CL2P-GF2 | 10,000 Ohm Thermistor w/ 11K Shunt, Probe Only, 4", 10' Plenum Cable, 2OZ Glycol Filled | 60
144031 | A/RH3-3K-R2O | Relative Humidity, RH Outputs: 0-5, 0-10 VDC & 4-20mA (Default), Room (R2), ± 3% Accuracy, 3,000 Ohm Thermistor (ASI), W/ Override | 260
144034 | A/MLP2-2K5-P-U-A-A-0P | Differential Pressure, Panel Mount, 2,500 pascals, UniDirectional, +/- 0.5% FSO, 4-20mA | 180
144074 | A/RH5-CP-O-4X | Relative Humidity, RH Outputs: 0-5, 0-10 VDC & 4-20mA (Default), Outside Air, ± 5% Accuracy, 10K Ohm Thermistor (Type II), NEMA 4X Enclosure | 222.9
144077 | A/CP-PO-4"-20'CL2P-HS | 10,000 Ohm Thermistor (Type II), Probe Only, 4", 20' Plenum Cable, w/ Adhesive Heat Shrink | 52.5
144082 | PS12HD-C-D-N | Powerscout 12 (12 Channel), Ethernet & Serial, Enclosure, Display | 3040
144083 | PS12HD-C-N-N | Powerscout 12 (12 Channel), Ethernet & Serial, Enclosure, No Display | 2660
144084 | PS12HD-P-D-N | Powerscout 12 (12 Channel), Ethernet & Serial, Mounting Plate, Display | 2920
144085 | PS12HD-P-N-N | Powerscout 12 (12 Channel), Ethernet & Serial, Mounting Plate, No Display | 2590
144090 | Q5-CH3OH-100L-O-X | Smart Sensor, Methanol, 100% LEL, 3 SPDT Relays, NEMA 4X, 4-20mA, 2-10V, or Modbus RTU | 840
144119 | ASENSE-GH-LCD | Carbon Dioxide Sensor, Greenhouse, 0-2000 PPM, Temp and Relay, Conformally Coated PCB, LCD | 780
144123 | A/TT100-LT-I-2.5"-4-BB | Transmitter w/ 100 Ohm RTD, Low Temperature Immersion, Welded Well, 2.5" 316SS, NEMA 3R Enclosure, 4-20mA Output | 382
144134 | A/1.8K-R | 1,800 Ohm Thermistor, Room (R) | 20
144135 | A/1.8K-R2 | 1,800 Ohm Thermistor, Room (R2) | 20
144136 | A/100-2W-R | 100 Ohm (Two Wires) RTD, Room (R) | 38
144137 | A/100-3W-R | 100 Ohm (Three Wires) RTD, Room (R) | 38
144138 | A/100-2W-R2 | 100 Ohm (Two Wires) RTD, Room (R2) | 38
144139 | A/100-3W-R2 | 100 Ohm (Three Wires) RTD, Room (R2) | 38
144142 | A/100KS-R | 100,000 Ohm Thermistor, Room (R) | 20
144143 | A/100KS-R2 | 100,000 Ohm Thermistor, Room (R2) | 20
144148 | A/10K-E1-R | 10,000 Ohm (E1) Thermistor, Room (R) | 20
144149 | A/10K-E1-R2 | 10,000 Ohm (E1) Thermistor, Room (R2) | 20
144150 | A/10KS-R | 10,000 Ohm Thermistor, Room (R) | 20
144151 | A/10KS-R2 | 10,000 Ohm Thermistor, Room (R2) | 20
144152 | A/1K-NI-R | 1,000 Ohm Nickel RTD, Room (R) | 38
144153 | A/1K-NI-R2 | 1,000 Ohm Nickel RTD, Room (R2) | 38
144154 | A/1K-2W-R | 1,000 Ohm (Two Wires) RTD, Room (R) | 38
144155 | A/1K-3W-R | 1,000 Ohm (Three Wires) RTD, Room (R) | 38
144156 | A/1K-2W-R2 | 1,000 Ohm (Two Wires) RTD, Room (R2) | 38
144157 | A/1K-3W-R2 | 1,000 Ohm (Three Wires) RTD, Room (R2) | 38
144158 | A/BALCO-R | 1,000 Ohm Balco RTD, Room (R) | 50
144159 | A/BALCO-R2 | 1,000 Ohm Balco RTD, Room (R2) | 50
144160 | A/20K-R | 20,000 Ohm Thermistor, Room (R) | 20
144167 | A/3K-R | 3,000 Ohm Thermistor, Room (R) | 20
144168 | A/3K-R2 | 3,000 Ohm Thermistor, Room (R2) | 20
144169 | A/RH2-TTM1K-D-BB-1 | Relative Humidity, RH Outputs: 0-5, 0-10 VDC & 4-20mA (Default), Duct, NEMA 3R Enclosure, ± 2% Accuracy (NIST Cert), Transmitter w/ 1,000 Ohm RTD (NIST Cert), 1-5VDC (Temp Output) | 448.5
144170 | A/20K-R2 | 20,000 Ohm Thermistor, Room (R2) | 20
144173 | A/TTM1K-HT-D-8"-4-BB | Transmitter w/ 1,000 Ohm RTD (NIST Cert), High Temperature Duct, 8" 316 SS, NEMA 3R Enclosure, 4-20mA Output | 380
144176 | A/TTM1K-LTS-4-GD-30' | Transmitter w/ 1,000 Ohm RTD (NIST Cert), 2" Freezer Probe 316SS, Galvanized Enclosure, 30', 4-20mA Output | 304
144178 | A/RH2-TTM1K-R2-1 | Relative Humidity, RH Outputs: 0-5, 0-10 VDC & 4-20mA (Default), Room (R2), ± 2% Accuracy (NIST Cert), Transmitter w/ 1,000 Ohm RTD (NIST Cert), 1-5VDC (Temp Output) | 436.5
144189 | A/100-2W-IM-2.5"-PB | 100 Ohm (Two Wires) RTD, Immersion, Machined Well, 2.5", Plastic Enclosure | 75
144190 | A/RH2-CP-D-BB | Relative Humidity, RH Outputs: 0-5, 0-10 VDC & 4-20mA (Default), Duct, ± 2% Accuracy, 10,000 Ohm Thermistor (Type II), NEMA 3R Enclosure | 315
144195 | A/TUC2-20K-0027 | 20,000 Ohm Thermistor, Setpoint, w/ Override, LCD, RS232 | 251
144203 | A/AN-BC-R | 10,000 Ohm Thermistor w/11K Shunt, Room (R) | 20
144204 | A/AN-BC-R2 | 10,000 Ohm Thermistor w/11K Shunt, Room (R2) | 20
144208 | A/AN-R | 10,000 Ohm Thermistor (Type III), Room (R) | 20
144209 | A/AN-R2 | 10,000 Ohm Thermistor (Type III), Room (R2) | 20
144212 | A/CP-R | 10,000 Ohm Thermistor (Type II), Room (R) | 20
144213 | A/CP-R2 | 10,000 Ohm Thermistor (Type II), Room (R2) | 20
144214 | A/CSI-R | 10,000 Ohm Thermistor (CSI), Room (R) | 20
144215 | A/CSI-R2 | 10,000 Ohm Thermistor (CSI), Room (R2) | 20
144216 | A/RH2-10KS-O | Relative Humidity, RH Outputs: 0-5, 0-10 VDC & 4-20mA (Default), Outside Air, ± 2% Accuracy, 10,000 Ohm Thermistor (10KS), Euro Enclosure | 325
144217 | A/RH2-AN-RS | Relative Humidity, RH Outputs: 0-5, 0-10 VDC & 4-20mA (Default), Room (R), ± 2% Accuracy, 10,000 Ohm Thermistor (Type III), Setpoint:0-20K | 320
144220 | A/CO2-R2 | Carbon Dioxide Sensor, Room, 0-2000 PPM, 0-5VDC, 0-10VDC or 4-20mA) | 255
144223 | A/TUCH2-0-10V-0080 | LCD, RH2%, SET, DEG F | 450
144232 | A/5K-S10-GD | 5,000 Ohm Thermistor, Strap On, 10" Strap, Galvanized Enclosure | 56
144235 | A/3K-DO-6"-10'CL2P | 3,000 Ohm Thermistor, Duct, Without Box, 6", 10' Plenum Cable | 42.5
144239 | A/RH1-TT100-O-4X-4 | Relative Humidity, RH Outputs: 0-5, 0-10 VDC & 4-20mA (Default), Outside Air, ± 1% Accuracy, Transmitter w/ 100 Ohm RTD, NEMA 4X Enclosure, 4-20mA Output | 677
144244 | A/TT1K-D-12"-2-4X | Transmitter w/ 1,000 Ohm RTD, Duct, 12", NEMA 4X Enclosure, 2-10VDC Output | 178
144251 | A/10K-E1-BP-6'CL2P | 10,000 Ohm (E1) Thermistor, Bullet Probe, 1", 6' Plenum Cable | 33
144255 | A/TUCH2-0-10V-0081 | LCD, RH3%, SET, DEG F | 450
144258 | A/TUC2-AN-0105 | 10,000 Ohm Thermistor (Type III), Setpoint, w/ Override, LCD | 235
144261 | A/RH3-CP-RSO | Relative Humidity, RH Outputs: 0-5, 0-10 VDC & 4-20mA (Default), Room (R), ± 3% Accuracy, 10,000 Ohm Thermistor (Type II), Setpoint:0-10K, w/ Override | 270
144263 | A/TT100-HT-D-8"-1-GD | Transmitter w/ 100 Ohm RTD, High Temperature Duct, 8" 316SS, Galvanized Enclosure, 1-5VDC Output | 318
144265 | 85930-017-019 | Smart Sensor replacement, Ethanol, 0-100% LEL | 195
144272 | A/TUC2-CP-0172 | 10,000 Ohm Thermistor (Type II), Setpoint, w/ Override, LCD | 235
144278 | A/MLP2-1K0-P-B-A-A-0P | Differential Pressure, Panel Mount, 1,000 pascals, BiDirectional, +/- 0.5% FSO, 4-20mA | 180
144279 | A/MLP2-050-P-B-A-A-0P | Differential Pressure, Panel Mount, 50 pascals, BiDirectional, +/- 0.5% FSO, 4-20mA | 180
144280 | A/100-3W-HT-I-2.5"-GD | 100 Ohm (Three Wires) RTD, High Temperature Immersion, Welded Well, 2.5" 316SS, Galvanized Enclosure | 201
144288 | A/TUC2-AN-0106 | 10,000 Ohm Thermistor (Type III), Setpoint, w/ Override, LCD | 235
144290 | A/3K-FA-12'-4X | 3,000 Ohm Thermistor, Flexible Cable Averaging, 12', NEMA 4X Enclosure | 218
144302 | A/1K-3W-HT-D-8"-BB | 1,000 Ohm (Three Wires) RTD, High Temperature Duct, 8" 316SS, NEMA 3R Enclosure | 141.5
144306 | A/MLP2-D25-W-B-A-C-3P | Differential Pressure, Panel Mount, 0.25 inWC, BiDirectional, +/- 0.5% FSO, 0-10VDC, 3 PT NIST | 230
144307 | A/10KS-D-4"-4X | 10,000 Ohm Thermistor, Duct, 4", NEMA 4X Enclosure | 60
144310 | A/TT1K-IM-4"-4-4X-POTTED | Transmitter w/ 1,000 Ohm RTD, Immersion, Machined Well, 4", NEMA 4X Enclosure, 4-20mA Output, Potted Board | 249
144311 | A/TUC2-CP-0174 | 10,000 Ohm Thermistor (Type II), Setpoint, LCD | 235
144312 | A/TT1K-HT-IM-4"-4-BB | Transmitter w/ 1,000 Ohm RTD, High Temperature Immersion, Machine Well, 4" 316SS, NEMA 3R Enclosure, 4-20mA Output | 385
144318 | A/1.8K-D-4"-BB | 1,800 Ohm Thermistor, Duct, 4", NEMA 3R Enclosure | 43.5
144319 | A/MLP2-5K0-P-U-A-C-0P | Differential Pressure, Panel Mount, 5,000 pascals, UniDirectional, +/- 0.5% FSO, 0-10VDC | 180
144322 | A/PS24-24V-S | 24VDC Adjustable Power Supply w/Snap Track | 60
144348 | A/100-3W-D-4"-EXPL | 100 Ohm (Three Wires) RTD, Hazardous, Duct, 4" | 525
144356 | A/RH3-AN-R2S | 0 | 260
144359 | A/TUCH2-CP-0179 | LCD, RH2%, SET, DEG F | 500
144361 | A/20K-PO-4"-10'CL2P | 20,000 Ohm Thermistor, Probe Only, 4", 10' Plenum Cable | 40
144365 | A/CP-S10-4X | 10,000 Ohm Thermistor (Type II), Strap On, 10" Strap, NEMA 4X Enclosure | 89
144367 | A/TTM1K-D-18"-1-BB | Transmitter w/ 1,000 Ohm RTD (NIST Cert), Duct, 18", NEMA 3R Enclosure, 1-5VDC Output | 201
144368 | A/RH1-D-4X | Relative Humidity, RH Outputs: 0-5, 0-10 VDC & 4-20mA (Default), Duct, ± 1% Accuracy, NEMA 4X Enclosure | 576.5
144369 | A/TUCH2-CP-0182 | LCD, RH2%, SET, O/R, DEG F | 500
144374 | A/TUC2-4-20MA-0037 | 4-20mA Output, Setpoint, LCD | 235
144375 | A/TUC2-4-20MA-0038 | 4-20mA Output, Setpoint, LCD | 235
144376 | A/TUCH2-CP-0183 | LCD, RH3%, SET, O/R, DEG F | 450
144388 | A/TUC2-AN-0107 | 10,000 Ohm Thermistor (Type III), Setpoint, w/ Override, LCD | 235
144394 | A/TUCH2-20K-0025 | LCD,RH2%,SET,O/R,RS232,DEG F | 516
144395 | A/TUCH2-20K-0024 | LCD,RH2%,SET,O/R,RS232,DEG F | 516
144396 | A/TUCH2-20K-0023 | LCD,RH2%,SET,O/R,RS232,DEG F | 516
144397 | A/TUCH2-20K-0022 | LCD,RH2%,SET,O/R,RS232,DEG F | 516
144398 | A/TUCH2-20K-0021 | LCD,RH2%,SET,O/R,RS232,DEG F | 516
144399 | A/TUCH2-20K-0020 | LCD,RH2%,SET,O/R,RS232,DEG F | 516
144411 | A/TUCH2-AN-0081 | LCD, RH2%, SET, DEG F | 500
144417 | A/TT1K-IM-6"-4-PB | Transmitter w/ 1,000 Ohm RTD, Immersion, Machined Well, 6", Plastic Enclosure, 4-20mA Output | 197
144418 | A/TUCH2-1K NI-0050 | LCD, RH2%, SET, O/R, DEG F | 500
144419 | A/100-3W-R2-NIST | 100 Ohm (Three Wires) RTD, Room (R2), NIST Cert | 88
144422 | A/TUCH2-4-20MA-0058 | LCD, RH2%, SET, O/R, DEG F | 500
144423 | A/TTM1K-O-2-BB | Transmitter w/ 1,000 Ohm RTD (NIST Cert), Outside Air, NEMA 3R Enclosure, 2-10VDC Output | 185
144425 | A/3K-D-4"-BB | 3,000 Ohm Thermistor, Duct, 4", NEMA 3R Enclosure | 43.5
144430 | A/100-3W-PO-2"-10'CL2P | 100 Ohm (Three Wires) RTD, Probe Only, 2", 10' Plenum Cable | 65
144446 | A/TUC2-1K NI-0026 | 1,000 Ohm Nickel RTD, Setpoint, LCD | 235
144452 | A/TT1K-IM-4"-2-GD | Transmitter w/ 1,000 Ohm RTD, Immersion, Machined Well, 4", Galvanized Enclosure, 2-10VDC Output | 196
144455 | A/1K-LTS-4X-10'-NIST | 1,000 Ohm RTD, 2" Freezer Probe 316SS, NEMA 4X Enclosure, 10', NIST Cert | 218
144458 | A/100-3W-D-8"-EXPL | 100 Ohm (Three Wires) RTD, Hazardous, Duct, 8" | 500
144459 | A/RH5-100KS-D | Relative Humidity, RH Outputs: 0-5, 0-10 VDC & 4-20mA (Default), Duct, ± 5% Accuracy, 100,000 Ohm Thermistor, Euro Enclosure | 206.4
144461 | A/RH2-10K-E1-D-BB | Relative Humidity, RH Outputs: 0-5, 0-10 VDC & 4-20mA (Default), Duct, ± 2% Accuracy, 10,000 Ohm Thermistor (E1), NEMA 3R Enclosure | 315
144465 | A/TUCH2-CP-0186 | LCD, RH2%, SET, O/R, DEG F | 500
144474 | A/3K-PM-10'CL2P | 3,000 Ohm Thermistor, Pipe Mount, Brass, 10' Plenum Cable | 50
144479 | A/RH3-TT1K-R2-1 | Relative Humidity, RH Outputs: 0-5, 0-10 VDC & 4-20mA (Default), Room (R2), ± 3% Accuracy, Transmitter w/ 1,000 Ohm RTD, 1-5VDC (Temp) | 341.5
144486 | A/TUCH2-4-20MA-0057 | LCD, RH2%, SET, DEG F | 500
144487 | A/TUCH2-CP-0187 | LCD, RH2%, SET, DEG F | 500
144489 | A/CSI-IM-2.5"-PB | 10,000 Ohm (CSI) Thermistor, Immersion, Machine Well, 2.5", Plastic Enclosure | 70
144490 | A/CSI-IM-4"-PB | 10,000 Ohm Thermistor (CSI), Immersion, Machine Well, 4", Plastic Enclosure | 80
144491 | A/RH1-20K-R2-NIST | Relative Humidity, RH Outputs: 0-5, 0-10 VDC & 4-20mA (Default), Room (R2), ± 1% Accuracy, 20,000 Ohm Thermistor, NIST Cert | 610
144492 | A/RH3-CP-D-3.25"-BB | Relative Humidity, RH Outputs: 0-5, 0-10 VDC & 4-20mA (Default), Duct (3.25" SS), ± 3% Accuracy, 10,000 Ohm Thermistor (Type II), NEMA 3R Enclosure | 260
144493 | A/1K-3W-PO-4"-6'CL2P | 1,000 Ohm (Three Wires) RTD, Probe Only, 4", 6' Plenum Cable | 50
144497 | A/10K-E1-A-12'-4X | 10,000 Ohm (E1) Thermistor, Copper Averaging, 12', NEMA 4X Enclosure | 168
144515 | A/TUC2-CP-0176 | 10,000 Ohm Thermistor (Type II), Setpoint, LCD | 235
144518 | A/TT1K-RA-12"-4-BB | Transmitter w/ 1,000 Ohm RTD, Rigid Probe Averaging, 12", NEMA 3R Enclosure, 4-20mA Output | 391
144521 | A/WPR2-100-40-LCD | Wet Differential Pressure, 0-10, 0-25, 0-50, 0-100 PSID (Default), 40' Cables, LCD, Outputs: 0-10 VDC (Default), 0-5 VDC, 4-20mA (Selectable) | 950
144523 | A/CP-RA-12"-PB | 10,000 Ohm Thermistor (Type II), Rigid Probe Averaging, 12", Plastic Enclosure | 90
144539 | A/RH3-TT100-O-4X-2 | Relative Humidity, RH Outputs: 0-5, 0-10 VDC & 4-20mA (Default), Outside Air, ± 3% Accuracy, Transmitter w/ 100 Ohm RTD, NEMA 4X Enclosure, 2-10VDC (Temp) | 380.5
144540 | A/MLP2-2D5-W-U-B-B-0P | Differential Pressure, Panel Mount, 2.50 inWC, UniDirectional, +/- 0.25% FSO, 0-5VDC | 235
144544 | A/10KS-A-24'-4X | 10,000 Ohm Thermistor, Copper Averaging, 24', NEMA 4X Enclosure | 228
144545 | A/10KS-S10-PB | 10,000 Ohm Thermistor, Strap On, 10" Strap, Galvanized Enclosure | 56
144546 | A/TUCH2-CP-0181 | LCD, RH2%, SET, RJ6, DEG F | 516
144547 | A/TT1K-LT-I-2.5"-4-BB | Transmitter w/ 1,000 Ohm RTD, Low Temperature Immersion, Welded Well, 2.5" 316SS, NEMA 3R Enclosure, 4-20mA Output | 382
144548 | A/RH3-TTM100-O-4X-4 | Relative Humidity, RH Outputs: 0-5, 0-10 VDC & 4-20mA (Default), Outside Air, NEMA 4X Enclosure, ±3% Accuracy (NIST Cert), Transmitter w/ 100 Ohm RTD (NIST Cert), 4-20mA (Temp Output) | 415.5
144551 | A/RH1-10KS-D | Relative Humidity, RH Outputs: 0-5, 0-10 VDC & 4-20mA (Default), Duct, ± 1% Accuracy, 10,000 Ohm Thermistor (10KS), Euro Enclosure | 574
144560 | A/TT1K-LT-D-4"-4-BB | Transmitter w/ 1,000 Ohm RTD, Low Temperature Duct, 4" 316SS, Galvanized Enclosure, 4-20mA Output | 344
144561 | Q8-C2H4-100L-R-X | Expl Proof, Smart Sensor, Ethylene, 0-100% LEL, 3 SPDT Relays, NEMA 4X, 4-20mA, 2-10V, or Modbus RTU | 2780
144562 | Q8-CO-250P-R-X | Expl Proof, Smart Sensor, Carbon Monoxide, 0-250 ppm, 3 SPDT Relays, NEMA 4X, 4-20mA, 2-10V, or Modbus RTU | 2780
144563 | A/20K-D-2"-EXPL | 20,000 Ohm Thermistor, Hazardous, Duct, 2" | 525
144566 | A/MLP2-005-W-U-B-C-0P | Differential Pressure, Panel Mount, 5.00 inWC, UniDirectional, +/- 0.25% FSO, 0-10VDC | 235
144579 | A/1K-3W-D-8"-BB | 1,000 Ohm (Three Wires) RTD, Duct, 8", NEMA 3R Enclosure | 58.5
144582 | A/MLP2-005-W-U-B-A-5P | Differential Pressure, Panel Mount, 5.00 inWC, UniDirectional, +/- 0.25% FSO, 4-20mA, 5 PT NIST | 310
144583 | A/MLP2-D25-W-U-B-A-5P | Differential Pressure, Panel Mount, 0.25 inWC, UniDirectional, +/- 0.25% FSO, 4-20mA, 5 PT NIST | 310
144585 | A/TUCH2-CP-0184 | LCD, RH2%, SET, O/R, DEG F | 500
144586 | A/TUCH2-0-10V-0089 | LCD, RH5%, SET, O/R, DEG F | 450
144589 | RN (2K-10K) | RESISTOR NETWORK (2K-10K) | 45
144592 | A/TUCH2-0-10V-0090 | LCD, 3%, SET, O/R, DEG F | 450
144593 | A/TT100-BP-1-GD-10'CL2P | Transmitter w/ 100 Ohm RTD, Bullet Probe, 1", 10' Plenum Cable, Galvanized Enclosure, 1-5VDC Output | 139
144596 | Q8-GENL-100L-O-X-IPA | Expl Proof, Smart Sensor, Isopropyl Alcohol, 0-100% LEL, 3 SPDT Relays, NEMA 4X, 4-20mA, 2-10V, or Modbus RTU | 1910
144597 | A/RH3-CP-RS | Relative Humidity, RH Outputs: 0-5, 0-10 VDC & 4-20mA (Default), Room (R), ± 3% Accuracy, 10,000 Ohm Thermistor (Type II), Setpoint:0-10K | 260
144604 | AFP VERSION #8 | Analog Input (0-5VDC), Floating Point Output (46 sec), Version #6, (240, 600s Selectable) | 154.5
144608 | A/TTM100-INW-8"-4-4X | Transmitter w/ 100 Ohm RTD (NIST Cert), Immersion, No Well, 8", NEMA 4X Enclosure, 4-20mA Output | 208
144609 | A/TTM100-INW-8"-4-GD | Transmitter w/ 100 Ohm RTD (NIST CERT), Immersion, No Well, 8", Galvanized Enclosure, 4-20mA Output | 174
144613 | A/TT1K-IM-2.5"-1-GD | Transmitter w/ 1,000 Ohm RTD, Immersion, Machined Well, 2.5", Galvanized Enclosure, 1-5VDC Output | 186
144620 | A/RH3-R-LCD-010-NIST | Relative Humidity, RH Outputs: 0-5, 0-10 VDC & 4-20mA (Default), Room (R), ± 3% Accuracy, LCD, NIST Cert | 415
144622 | A/MLP2-100-P-B-B-B-3P | Differential Pressure, Panel Mount, 100 pascals, BiDirectional, +/- 0.25% FSO, 0-5VDC, 3 PT NIST | 285
144623 | A/MLP2-004-W-U-A-B-3P | Differential Pressure, Panel Mount, 4.00 inWC, UniDirectional, +/- 0.5% FSO, 0-5VDC, 3 PT NIST | 230
144625 | A/1K-3W-IM-2.5"-GD | 1,000 Ohm Platinum (Three Wires) RTD, Immersion, Machined Well, 2.5", Galvanized Enclosure | 85
144629 | A/3K-S10-PB | 3,000 Ohm Thermistor, Strap On, 10" Strap, Plastic Enclosure | 56
144641 | A/MLP2-D25-W-U-B-A-0P | Differential Pressure, Panel Mount, 0.25 inWC, UniDirectional, +/- 0.25% FSO, 4-20mA | 235
144646 | A/AN-BC-D-12"-4X | 10,000 Ohm Thermistor w/11K Shunt, Duct, 12", NEMA 4X Enclosure | 60
144655 | A/1K-3W-I-2.5"-BB-NIST | 1,000 Ohm (Three Wires) RTD, Immersion, Welded Well, 2.5", NEMA 3R Enclosure, NIST Cert | 135.5
144657 | A/1K-2W-IM-2.5"-4X | 1,000 Ohm (Two Wires) RTD, Immersion, Machined Well, 2.5", NEMA 4X Enclosure | 118
144659 | A/1K-2W-IM-2.5"-BB | 1,000 Ohm (Two Wires) RTD, Immersion, Machined Well, 2.5", NEMA 3R Enclosure | 101.5
144662 | A/3K-S10-GD | 3,000 Ohm Thermistor, Strap On, 10" Strap, Galvanized Enclosure | 56
144669 | A/BALCO-DO-4"-10'CL2P | 1,000 Ohm Balco RTD, Duct, Without Box, 4", 10' Plenum Cable | 74
144676 | A/AN-O-EH-NIST | 10,000 Ohm Thermistor (Type III), Outside Air, Euro Enclosure, NIST Cert | 95
144679 | A/TT100-BP-2-GD-20'CL2P | Transmitter w/ 100 Ohm RTD, Bullet Probe, 1", 20' Plenum Cable, Galvanized Enclosure, 2-10VDC Output | 144
144680 | A/TT1K-BP-1-GD-10'CL2P | Transmitter w/ 1,000 Ohm RTD, Bullet Probe, 1", 10' Plenum Cable, Galvanized Enclosure, 1-5VDC Output | 144
144688 | A/RH3-10K-E1-RS | Relative Humidity, RH Outputs: 0-5, 0-10 VDC & 4-20mA (Default), Room (R), ± 3% Accuracy, 10,000 Ohm (E1) Thermistor, Setpoint:0-10K | 260
144691 | A/TTM1K-A-50'-4-PB | Transmitter w/ 1,000 Ohm RTD (NIST Cert), Copper Averaging, 50', Plastic Enclosure, 4-20mA Output | 591
144693 | A/TTM1K-RA-24"-4-BB | Transmitter w/ 1,000 Ohm RTD (NIST Cert), Rigid Probe Averaging, 24", NEMA 3R Enclosure, 4-20mA Output | 426
144695 | A/RH2-AN-R2-NIST | Relative Humidity, RH Outputs: 0-5, 0-10 VDC & 4-20mA (Default), Room (R2), ± 2% Accuracy, 20,000 Ohm Thermistor, NIST Cert | 360
144708 | A/RH1-CP-R-NIST | Relative Humidity, RH Outputs: 0-5, 0-10 VDC & 4-20mA (Default), Room (R), ± 1% Accuracy, 10,000 Ohm Thermistor (Type II), NIST Cert | 610
144713 | A/TTM100-INW-6"-2-PB | Transmitter w/ 100 Ohm RTD (NIST Cert), Immersion, No Well, 6", Plastic Enclosure, 2-10VDC Output | 179
144714 | A/MLP2-010-W-U-B-A-0P | Differential Pressure, Panel Mount, 0.25 inWC, UniDirectional, +/- 0.25% FSO, 4-20mA | 235
144719 | A/TUC2-20K-0029 | 20,000 Ohm Thermistor, Setpoint, w/ Override, LCD | 235
144723 | A/100-2W-D-18"-4X | 100 Ohm (Two Wires) RTD, Duct, 18", NEMA 4X Enclosure | 80
144724 | A/1K-2W-IM-6"-4X | 1,000 Ohm (Two Wires) RTD, Immersion, Machined Well, 6", NEMA 4X Enclosure | 128
144729 | A/MLP2-025-W-U-B-A-0P | Differential Pressure, Panel Mount, 0.25 inWC, UniDirectional, +/- 0.25% FSO, 4-20mA | 235
144733 | A/1K-2W-FA-24'-BB | 1,000 Ohm (Two Wires) RTD, Flexible Cable Averaging, 24', NEMA 3R Enclosure | 331.5
144748 | A/MLP2-025-W-U-B-C-0P | Differential Pressure, Panel Mount, 25.00 inWC, UniDirectional, +/- 0.25% FSO, 0-10VDC | 235
144750 | A/TUC2-20K-0030 | 20,000 Ohm Thermistor, Setpoint, w/ Override, LCD | 235
144752 | A/TUCH2-20K-0029 | LCD, 3%, SET, O/R, DEG F | 450
144754 | A/RH2-1.8K-D | Relative Humidity, RH Outputs: 0-5, 0-10 VDC & 4-20mA (Default), Duct, ± 2% Accuracy, 1,800 Ohm Thermistor, Euro Enclosure | 315
144755 | A/100-2W-IM-2.5"-4X | 100 Ohm (Two Wires) RTD, Immersion, Machined Well, 2.5", NEMA 4X Enclosure | 118
144763 | A/TUC2-CP-0177 | 10,000 Ohm Thermistor (Type II), Setpoint, w/ Override, LCD | 235
144769 | A/MLP2-500-P-U-A-A-0P | Differential Pressure, Panel Mount, 500 pascals, UniDirectional, +/- 0.5% FSO, 4-20mA | 180
144779 | A/TUC2-0-10V-0055 | 0-10VDC Output, Setpoint, w/ Override, LCD | 235
144780 | A/TUCH2-0-10V-0092 | LCD, 3%, SET, DEG F | 450
144781 | A/1K-NI-PO-4"-6'CL2P-NIST | 1,000 Ohm Nickel RTD, Probe Only, 4", 6' Plenum Cable, NIST Cert | 97
144782 | A/AN-D-18"-EH-NIST | 10,000 Ohm Thermistor (Type III), Duct, 18", Euro Enclosure, NIST Cert | 98.5
144783 | A/TT100-IM-4"-4-PB | Transmitter w/ 100 Ohm RTD, Immersion, Machined Well, 4", Plastic Enclosure, 4-20mA Output | 196
144784 | A/100-2W-INW-6"-PB | 100 Ohm (Two Wires) RTD, Immersion, No Well, 6", Plastic Enclosure | 42
144785 | A/100-3W-D-8"-BB | 100 Ohm (Three Wires) RTD, Duct, 8", NEMA 3R Enclosure | 58.5
144786 | A/MLP2-100-P-U-A-A-0P | Differential Pressure, Panel Mount, 100 pascals, UniDirectional, +/- 0.5% FSO, 4-20mA | 180
144790 | A/TUC2-0-10V-0056 | 0-10VDC Output, Setpoint, LCD | 235
144791 | A/TUCH2-0-10V-0093 | LCD, 3%, SET, DEG F | 450
144793 | A/RH2-RP2-10'-EH | Relative Humidity, RH Outputs: 0-5, 0-10 VDC & 4-20mA (Default), Remote Probe, ± 2% Accuracy, 10' Plenum | 655
144795 | A/RH2-RP2-20'-EH | Relative Humidity, RH Outputs: 0-5, 0-10 VDC & 4-20mA (Default), Remote Probe, ± 2% Accuracy, 20' Plenum | 740
144798 | A/RH3-RP2-3'-EH | Relative Humidity, RH Outputs: 0-5, 0-10 VDC & 4-20mA (Default), Remote Probe, ± 3% Accuracy, 3' Plenum | 500
144799 | A/TTM100-D-18"-1-EXPL | Transmitter w/ 100 Ohm RTD (NIST Cert), Hazardous, Duct, 18", 1-5VDC Output | 649
144801 | A/RH2-RP2-6'-EH | Relative Humidity, RH Outputs: 0-5, 0-10 VDC & 4-20mA (Default), Remote Probe, ± 2% Accuracy, 6' Plenum | 600
144802 | A/RH2-1K-2W-RP2-10'-EH | Relative Humidity, RH Outputs: 0-5, 0-10 VDC & 4-20mA (Default), Remote Probe, ± 2% Accuracy, 1,000 Ohm RTD (Two Wires), 10' Plenum | 625
144806 | A/RH3-TTM1K-RP2-20'-4X-4 | Relative Humidity, RH Outputs: 0-5, 0-10 VDC & 4-20mA (Default), Remote Probe, 20' Plenum, NEMA 4X Enclosure, ± 3% Accuracy (NIST Cert), Transmitter w/ 1,000 Ohm RTD (NIST Cert), 4-20mA (Temp Output) | 870
144807 | A/RH1-TTM1K-RP2-20'-4X-4 | Relative Humidity, RH Outputs: 0-5, 0-10 VDC & 4-20mA (Default), Remote Probe, 20' Plenum, NEMA 4X Enclosure, ± 1% Accuracy (NIST Cert), Transmitter w/ 1,000 Ohm RTD (NIST Cert), 4-20mA (Temp Output) | 1060
144808 | A/RH2-TTM1K-RP2-20'-4X-4 | Relative Humidity, RH Outputs: 0-5, 0-10 VDC & 4-20mA (Default), Remote Probe, 20' Plenum, NEMA 4X Enclosure, ± 2% Accuracy (NIST Cert), Transmitter w/ 1,000 Ohm RTD (NIST Cert), 4-20mA (Temp Output) | 895
144810 | A/RH2-TTM1K-RP2-10'-4X-4 | Relative Humidity, RH Outputs: 0-5, 0-10 VDC & 4-20mA (Default), Remote Probe, 10' Plenum, NEMA 4X Enclosure, ± 2% Accuracy (NIST Cert), Transmitter w/ 1,000 Ohm RTD (NIST Cert), 4-20mA (Temp Output) | 760
144812 | A/RH2-TTM1K-RP2-3'-4X-4 | Relative Humidity, RH Outputs: 0-5, 0-10 VDC & 4-20mA (Default), Remote Probe, 3' Plenum, NEMA 4X Enclosure, ± 2% Accuracy (NIST Cert), Transmitter w/ 1,000 Ohm RTD (NIST Cert), 4-20mA (Temp Output) | 655
144813 | A/RH2-100-2W-RP2-10'-EH | Relative Humidity, RH Outputs: 0-5, 0-10 VDC & 4-20mA (Default), Remote Probe, ± 2% Accuracy, 100 Ohm RTD (Two Wires), 10' Plenum | 625
144815 | A/RH3-RP2-20'-EH | Relative Humidity, RH Outputs: 0-5, 0-10 VDC & 4-20mA (Default), Remote Probe, ± 3% Accuracy, 20' Plenum | 715
144819 | A/RH2-TTM1K-RP2-20'-4X-2 | Relative Humidity, RH Outputs: 0-5, 0-10 VDC & 4-20mA (Default), Remote Probe, 20' Plenum, NEMA 4X Enclosure, ± 2% Accuracy (NIST Cert), Transmitter w/ 1,000 Ohm RTD (NIST Cert), 2-10VDC (Temp Output) | 895
144820 | A/RH2-TT1K-RP2-10'-4X-4 | Relative Humidity, RH Outputs: 0-5, 0-10 VDC & 4-20mA (Default), Remote Probe, ± 2% Accuracy, Transmitter w/ 1,000 Ohm RTD, 10' Plenum, 4-20mA (Temp) | 725
144821 | A/AN-R2SO-NIST | 10,000 Ohm Thermistor (Type III), Room (R2) with Setpoint and Override, NIST Cert | 90
144822 | A/RH3-TTM1K-RP2-10'-4X-4 | Relative Humidity, RH Outputs: 0-5, 0-10 VDC & 4-20mA (Default), Remote Probe, 10' Plenum, NEMA 4X Enclosure, ± 3% Accuracy (NIST Cert), Transmitter w/ 1,000 Ohm RTD (NIST Cert), 4-20mA (Temp Output) | 735
144823 | A/RH3-TTM1K-RP2-3'-4X-4 | Relative Humidity, RH Outputs: 0-5, 0-10 VDC & 4-20mA (Default), Remote Probe, 3' Plenum, NEMA 4X Enclosure, ± 3% Accuracy (NIST Cert), Transmitter w/ 1,000 Ohm RTD (NIST Cert), 4-20mA (Temp Output) | 630
144825 | A/RH3-TTM1K-RP2-3'-4X-1 | Relative Humidity, RH Outputs: 0-5, 0-10 VDC & 4-20mA (Default), Remote Probe, 3' Plenum, NEMA 4X Enclosure, ± 3% Accuracy (NIST Cert), Transmitter w/ 1,000 Ohm RTD (NIST Cert), 1-5VDC (Temp Output) | 630
144827 | A/TTM1K-S-4-PB | Transmitter w/ 1,000 Ohm RTD (NIST Cert), Strap On, Plastic Enclosure, 4-20mA Output | 181
144830 | A/RH3-TTM1K-RP2-6’-4X-2 | Relative Humidity, RH Outputs: 0-5, 0-10 VDC & 4-20mA (Default), Remote Probe, 6' Plenum, NEMA 4X Enclosure, ± 3% Accuracy (NIST Cert), Transmitter w/ 1,000 Ohm RTD (NIST Cert), 2-10VDC (Temp Output) | 685
144831 | A/TUCH2-4-20MA-0060 | LCD, RH2%, DEG C | 500
144834 | A/RH2-1K-2W-RP2-20'-EH | Relative Humidity, RH Outputs: 0-5, 0-10 VDC & 4-20mA (Default), Remote Probe, ± 2% Accuracy, 1,000 Ohm RTD (Two Wires), 20' Plenum | 760
144837 | A/RH3-TTM1K-RP2-20'-4X-2 | Relative Humidity, RH Outputs: 0-5, 0-10 VDC & 4-20mA (Default), Remote Probe, 20' Plenum, NEMA 4X Enclosure, ± 3% Accuracy (NIST Cert), Transmitter w/ 1,000 Ohm RTD (NIST Cert), 2-10VDC (Temp Output) | 870
144840 | A/TT100-S-2-PB | Transmitter w/ 100 Ohm RTD, Strap On, Plastic Enclosure, 2-10VDC Output | 146
144841 | A/RH1-TTM1K-RP2-10'-4X-4 | Relative Humidity, RH Outputs: 0-5, 0-10 VDC & 4-20mA (Default), Remote Probe, 10' Plenum, NEMA 4X Enclosure, ± 1% Accuracy (NIST Cert), Transmitter w/ 1,000 Ohm RTD (NIST Cert), 4-20mA (Temp Output) | 925
144853 | A/MLP2-025-P-B-A-B-0P | Differential Pressure, Panel Mount, 25 pascals, BiDirectional, +/- 0.5% FSO, 0-5VDC | 180
144859 | AFP VERSION #7 | Analog Input (0-5VDC), Floating Point Output (30 sec), Version #6, (60, 90s Selectable), Drives actuator up 105% of range | 154.5
144865 | A/TAMPER PROOF SCREWS | Tamperproof Screws, QTY 2 | 4.5
144870 | A/TUCH2-AN-0082 | LCD, RH3%, SET, O/R, DEG F | 450
144871 | A/0.1AN-D-8"-PB | High Accuracy 10,000 Ohm Thermistor (Type III), Duct, 8", Plastic Enclosure | 37
144877 | A/RH3-20K-R2S | 0 | 260
144879 | A/TTM1K-RA-36"-4-PB | Transmitter w/ 1,000 Ohm RTD (NIST Cert), Rigid Probe Averaging, 36", Plastic Enclosure, 4-20mA Output | 409
144893 | A/TUCH2-AN-BC-0003 | LCD, SET, O/R, RH2%, DEG F | 500
144894 | A/TUCH2-CP-0189 | LCD, SET, RH3%, DEG F | 450
144897 | A/CP-D-4"-EXPL-NIST | 10,000 Ohm Thermistor (Type II), Hazardous, Duct, 4", NIST Cert | 575
144900 | A/RH2-10K-E1-SP-010 | Relative Humidity, RH Outputs: 0-10 VDC, Wall Plate 304SS, ± 2% Accuracy, 10,000 Ohm Thermistor (E1), 0-10VDC | 325
144901 | A/MLP2-002-W-B-B-A-0P | Differential Pressure, Panel Mount, 2.00 inWC, BiDirectional, +/- 0.25% FSO, 4-20mA | 235
144902 | A/RH3-CP-RSO | Relative Humidity, RH Outputs: 0-5, 0-10 VDC & 4-20mA (Default), Room (R), ± 3% Accuracy, 10,000 Ohm Thermistor (Type II), Setpoint:0-10K, w/ Override | 270
144903 | RT2630A-AC-30 | Wireless, Input Module (4 Analog & 4 Digital Inputs), 20K ohm Input, 24VAC, Trans Interval 30 sec. | 521
144904 | RT2630CE-AC-30 | Wireless, Input Module (4 Analog & 4 Digital Inputs), 0-20mA Input, 24VAC, Trans Interval 30 sec | 616
144907 | Q8-BUTAN-100L-O-X | Expl Proof, Smart Sensor, Butane, 0-100% LEL, 3 SPDT Relays, NEMA 4X, 4-20mA, 2-10V, or Modbus RTU | 1910
144913 | A/10K-E1-RA-36"-PB | 10,000 Ohm (E1) Thermistor, Rigid Probe Averaging, 36', Plastic Enclosure | 95
144914 | A/RH5-1K-NI-SP-010 | Relative Humidity, RH Outputs: 0-10 VDC, Wall Plate 304SS, ± 5% Accuracy, 1,000 Ohm Nickel RTD, 0-10VDC | 206.4
144915 | A/TUC2-AN-0110 | 10,000 Ohm Thermistor (Type III), Setpoint, LCD | 235
144918 | A/RH2-CP-D-4X-NIST | Relative Humidity, RH Outputs: 0-5, 0-10 VDC & 4-20mA (Default), Duct, ± 2% Accuracy, 10,000 Ohm Thermistor (Type II), NEMA 4X Enclosure, NIST Cert (Temp) | 381.5
144920 | A/10K-E1-BP-10'CL2P | 10,000 Ohm (E1) Thermistor, Bullet Probe, 1", 10' Plenum Cable | 40
144931 | A/CP-I-4"-GD-NIST | 10,000 Ohm Thermistor (Type II), Immersion, Welded Well, 4", Gavlanized Enclosure, NIST Cert | 108
144932 | A/RH2-1K-3W-R | Relative Humidity, RH Outputs: 0-5, 0-10 VDC & 4-20mA (Default), Room (R), ± 2% Accuracy, 1,000 Ohm (Three Wires) RTD | 310
144938 | A/0.1AN-INW-4"-GD | High Accuracy, 10,000 Ohm Thermistor (Type III), Immersion, No Well, 2.5", Galvanized Enclosure | 37
144944 | A/TTM100-INW-12"-4-BB | Transmitter w/ 100 Ohm RTD (NIST Cert), Immersion, No Well, 12", NEMA 3R Enclosure, 4-20mA Output | 196
144945 | A/TUC2-AN-0111 | 10,000 Ohm Thermistor (Type III), Setpoint, w/ Override, LCD | 235
144947 | A/RH1-TTM1K-RP2-10'-4X-2 | Relative Humidity, RH Outputs: 0-5, 0-10 VDC & 4-20mA (Default), Remote Probe, 10' Plenum, NEMA 4X Enclosure, ± 1% Accuracy (NIST Cert), Transmitter w/ 1,000 Ohm RTD (NIST Cert), 2-10VDC (Temp Output) | 925
144950 | A/1K-2W-A-12'-4X | 1,000 Ohm (Two Wires) RTD, Copper Averaging, 12', NEMA 4X Enclosure | 248
144952 | A/10K-E1-D-12"-PB | 10,000 Ohm (E1) Thermistor, Duct, 12", Plastic Enclosure | 27
144953 | A/RH1-20K-D-NIST | Relative Humidity, RH Outputs: 0-5, 0-10 VDC & 4-20mA (Default), Duct, ±1% Accuracy, 20,000 Ohm Thermistor, Euro Enclosure, NIST Cert (Temp) | 624
144959 | A/10K-E1-I-2.5"-EXPL | 10,000 Ohm (E1) Thermistor, Hazardous, Immersion, Welded Well, 2.5" | 525
144961 | A/RH1-1K-3W-O | Relative Humidity, RH Outputs: 0-5, 0-10 VDC & 4-20mA (Default), Outside Air, ± 1% Accuracy, 1,000 Ohm RTD (Three Wires), Euro Enclosure | 584
144964 | A/TTM100-LTS-2-4X-6’ | Transmitter w/ 100 Ohm RTD (NIST CERT), 2" Freezer Probe 316SS, NEMA 4X Enclosure, 6', 2-10VDC Output | 312
144966 | A/TTM1K-IM-4"-2-4X | Transmitter w/ 1,000 Ohm RTD (NIST Cert), Immersion, Machined Well, 4", NEMA 4X Enclosure, 2-10VDC Output | 263
144970 | A/TTM1K-D-6"-4-4X | Transmitter w/ 1,000 Ohm RTD (NIST Cert), Duct, 6", NEMA 4X Enclosure, 4-20mA Output | 213
144975 | A/100-3W-PO-4"-6'CL2P | 100 Ohm (Three Wires) RTD, Probe Only, 4", 6' Plenum Cable | 50
144981 | MSR-50RK/W | STROBE&SOUNDER CLR LENS WHT PL | 80
144982 | A/1K-2W-S10-4X | 1,000 Ohm (Two Wires) RTD, Strap On, 10" Strap, NEMA 4X Enclosure | 99
144986 | A/1K-3W-IM-6"-4X | 1,000 Ohm (Three Wires) RTD, Immersion, Machined Well, 6", NEMA 4X Enclosure | 128
144988 | A/RH3-CP-R2SO | 100K, 0, DA, RH COOL/WARM | 270
145015 | A/TUCH2-AN-0083 | LCD, RH3%, DEG F | 450
145018 | A/TT1K-A-100'-2-GD | Transmitter w/ 1,000 Ohm RTD, Copper Averaging, 100', Galvanized Enclosure, 2-10VDC Output | 731
145024 | A/TT100-LTS-4-GD-6' | Transmitter w/ 100 Ohm RTD, 2" Freezer Probe 316SS, Galvanized Enclosure, 6', 4-20mA Output | 237
145025 | A/TT100-LTS-1-GD-6' | Transmitter w/ 100 Ohm RTD, 2" Freezer Probe 316SS, Galvanized Enclosure, 6', 1-5VDC Output | 237
145027 | A/TUCH2-0-10V-0094 | LCD, 3%, SET, O/R, DEG F | 450
145036 | A/TT1K-A-24'-1-GD | Transmitter w/ 1,000 Ohm RTD, Copper Averaging, 24', Galvanized Enclosure, 1-5VDC Output | 408
145037 | A/TUC2-AN-0112 | 10,000 Ohm Thermistor (Type III), Setpoint, w/ Override, LCD | 235
145040 | A/1.8K-D-4"-4X | 1,800 Ohm Thermistor, Duct, 4", NEMA 4X Enclosure | 60
145047 | A/TT1K-LTS-1-BB-6' | Transmitter w/ 1,000 Ohm RTD, 2" Freezer Probe 316SS, NEMA 3R Enclosure, 6', 1-5VDC Output | 247
145051 | A/TTM1K-HT-D-4"-4-GD | Transmitter w/ 1,000 Ohm RTD (NIST Cert), High Temperature Duct, 4" 316SS, Galvanized Enclosure, 4-20mA Output | 380
145066 | A/CP-S10-PB | 10,000 Ohm Thermistor (Type II), Strap On, 10" Strap, Plastic Enclosure | 56
145070 | A/AN-PO-4”-10’CL2P | 10,000 Ohm Thermistor (Type III), Probe Only, 4", 10' Plenum Cable | 40
145091 | A/TT100-I-4"-1-BB | Transmitter w/ 100 Ohm RTD, Immersion, Welded Well, 4", NEMA 3R Enclosure, 1-5VDC Output | 187
145092 | A/TUC2-1K NI-0028 | 1,000 Ohm Nickel RTD, Setpoint, LCD | 235
145118 | A/RH5-AN-R2O | Relative Humidity, RH Outputs: 0-5, 0-10 VDC & 4-20mA (Default), Room (R2), ± 5% Accuracy, 10K Ohm Type III Thermistor, w/ Override | 207.2
145120 | Q8-H2S-100P-O-X | Expl Proof, Smart Sensor, Hydrogen Sulphide, 0-100 ppm, 3 SPDT Relays, NEMA 4X, 4-20mA, 2-10V, or Modbus RTU | 2235
145129 | A/1K-3W-HT-D-18”-BB | 1,000 Ohm (Three Wires) RTD, High Temperature Duct, 18" 316SS, NEMA 3R Enclosure | 146.5
145133 | A/MLP2-050-P-U-A-C-0P | Differential Pressure, Panel Mount, 50 pascals, UniDirectional, +/- 0.5% FSO, 0-10VDC | 180
145138 | A/RH2-1K-2W-D-NIST | Relative Humidity, RH Outputs: 0-5, 0-10 VDC & 4-20mA (Default), Duct, ± 2% Accuracy, 1,000 Ohm RTD, Euro Enclosure, NIST Cert (Temp) | 365
145139 | A/CP-PO-2"-20'CL2P | 10,000 Ohm Thermistor (Type II), Probe Only, 2", 20' Plenum Cable | 52.5
145143 | A/0.1CP-INW-6"-BB | High Accuracy, 10,000 Ohm Thermistor (Type II), Immersion, No Well, 6", NEMA 3R Enclosure | 53.5
145163 | A/RH2-100-2W-RO | Relative Humidity, RH Outputs: 0-5, 0-10 VDC & 4-20mA (Default), Room (R), ± 2% Accuracy, 100 Ohm (Two Wires) RTD, w/ Override | 320
145165 | A/1K-3W-IM-4"-GD | 1,000 Ohm (Three Wires) RTD, Immersion, Machined Well, 4", Galvanized Enclosure | 95
145166 | A/RH1-TTM1K-RP2-3'-4X-4 | Relative Humidity, RH Outputs: 0-5, 0-10 VDC & 4-20mA (Default), Remote Probe, 3' Plenum Cable, NEMA 4X Enclosure, ± 1% Accuracy (NIST Cert), Transmitter w/ 1,000 Ohm RTD (NIST Cert), NEMA 4X Enclosure, 4-20mA (Temp Output) | 835
145177 | A/1K-3W-A-80'-4X | 1,000 Ohm (Three Wires) RTD, Copper Averaging, 80', NEMA 4X Enclosure | 493
145178 | A/1.8K-INW-4"-EXPL | 1,800 Ohm Thermistor, Hazardous, Immersion, No Well, 4" | 500
145185 | AIM1.1 | ANALOG ISOLATION MODULE 1:1 | 200
145186 | A/TT1K-HT-INW-6"-2-BB | Transmitter w/ 1,000 Ohm RTD, High Temperature Immersion, No Well, 6" 316SS, NEMA 3R Enclosure, 2-10VDC Output | 192
145221 | A/TT100-I-6"-4-EXPL | Transmitter w/ 100 Ohm RTD, Hazardous, Immersion, Welded Well, 6", 4-20mA Output | 649
145228 | A/RH5-CP-RS | Relative Humidity, RH Outputs: 0-5, 0-10 VDC & 4-20mA (Default), Room (R), ± 5% Accuracy, 10,000 Ohm Thermistor (Type II), Setpoint:0-10K | 207.2
145233 | A/1K-2W-D-6"-GD-NIST | 1,000 Ohm (Three Wires) RTD, Duct, 6", Galvanized Enclosure, NIST Cert | 92
145239 | A/MLP2-003-W-U-B-B-0P | Differential Pressure, Panel Mount, 3.00 inWC, UniDirectional, +/- 0.25% FSO, 0-5VDC | 235
145248 | A/MLP2-1K6-P-U-A-A-0P | Differential Pressure, Panel Mount, 1,600 pascals, UniDirectional, +/- 0.5% FSO, 4-20mA | 180
145252 | A/RH3-AN-R2S | 0 | 260
145275 | A/3K-IM-2.5"-PB | 3,000 Ohm Thermistor, Immersion, Machined Well, 2.5", Plastic Enclosure | 70
145280 | A/CP-A-8'-GD-NIST | 10,000 Ohm Thermistor (Type II), Copper Averaging, 8', Galvanized Enclosure, NIST Cert | 165
145289 | A/MLP2-D50-W-U-A-C-3P | Differential Pressure, Panel Mount, 0.50 inWC, UniDirectional, +/- 0.5% FSO, 0-10VDC, 3 PT NIST | 230
145290 | A/MLP2-005-W-U-A-A-3P | Differential Pressure, Panel Mount, 5.00 inWC, UniDirectional, +/- 0.5% FSO, 4-20mA, 3 PT NIST | 230
145314 | A/MLP2-003-W-U-B-C-0P | Differential Pressure, Panel Mount, 3.00 inWC, UniDirectional, +/- 0.25% FSO, 0-10VDC | 235
145315 | A/3K-O-EH-NIST | 3,000 Ohm Thermistor, Outside Air, Euro Enclosure, NIST Cert | 95
145316 | CT-HSC-020-U-7M | Standard Grade CT, Mini, Window Size: 0.4” (10.2 mm), Split Core, 0.25 to 40A Range, 333.3 mV @ 20A, 7 m Leads | 80
145318 | CT-HSC-050-U-7M | Standard Grade CT, Mini, Window Size: 0.4” (10.2 mm), Split Core, 0.25 to 80A Range, 333.3 mV @ 50A, 7 m Leads | 80
145319 | CT-HMC-0100-U-7M | Standard Grade CT, MIDI, Window Size: 1.0” (25.4 mm), Split Core, 1.0 to 200A Range, 333.3 mV @ 100A, 7 m Leads | 220
145320 | CT-HMC-0200-U-7M | Standard Grade CT, MIDI, Window Size: 1.0” (25.4 mm), Split Core, 1.0 to 300A Range, 333.3 mV @ 200A, 7 m Leads | 220
145321 | CT-SCM-0400-U-7M | Standard Grade CT, Medium, Window Size: 1.25” (31.75 mm), Split Core, 8 to 520A Range, 333.3 mV @ 400A, 7 m Leads | 225
145323 | CT-R16-A4-U-15M | Revenue Grade CT, Rocoil, 15.8" L, 131 mV /1000A @ 60 Hz, 15 m Leads | 550
145324 | CT-R24-A4-U-7M | Revenue Grade CT, Rocoil, 23.6" L, 131 mV /1000A @ 60 Hz, 7 m Leads | 525
145325 | CT-R24-A4-U-15M | Revenue Grade CT, Rocoil, 23.6" L, 131 mV /1000A @ 60 Hz, 15 m Leads | 630
145326 | CT-R36-A4-U-7M | Revenue Grade CT, Rocoil, 35.4" L, 131 mV /1000A @ 60 Hz, 7 m Leads | 720
145327 | CT-R36-A4-U-15M | Revenue Grade CT, Rocoil, 35.4" L, 131 mV /1000A @ 60 Hz, 15 m Leads | 830
145329 | Q6R-CH4-100L-0-X | Smart Sensor, Remote, Methane, 0-100% LEL, NEMA 4X | 610
145354 | A/FLS-06-A | Freeze Stat (FLS), 6' Capillary, Automatic Reset, 4 Wires, 2 Circuits (Two Simultaneously Switching Contacts) | 240
145355 | A/FLS-06-M | Freeze Stat (FLS), 6' Capillary, Manual Reset, 4 Wires, 2 Circuits (Two Simultaneously Switching Contacts) | 245
145356 | A/FLS-10-A | Freeze Stat (FLS), 10' Capillary, Automatic Reset, 4 Wires, 2 Circuits (Two Simultaneously Switching Contacts) | 240
145357 | A/FLS-10-M | Freeze Stat (FLS), 10' Capillary, Manual Reset, 4 Wires, 2 Circuits (Two Simultaneously Switching Contacts) | 245
145358 | A/FLS-20-A | Freeze Stat (FLS), 20' Capillary, Automatic Reset, 4 Wires, 2 Circuits (Two Simultaneously Switching Contacts) | 245
145359 | A/FLS-20-M | Freeze Stat (FLS), 20' Capillary, Manual Reset, 4 Wires, 2 Circuits (Two Simultaneously Switching Contacts) | 250
145360 | A/FLS-50-A | Freeze Stat (FLS), 50' Capillary, Automatic Reset, 4 Wires, 2 Circuits (Two Simultaneously Switching Contacts) | 560
145361 | A/FLS-50-M | Freeze Stat (FLS), 50' Capillary, Manual Reset, 4 Wires, 2 Circuits (Two Simultaneously Switching Contacts) | 570
145377 | A/RH1-TTM1K-RP2-6'-4X-4 | Relative Humidity, RH Outputs: 0-5, 0-10 VDC & 4-20mA (Default), Remote Probe, 6' Plenum Cable, NEMA 4X Enclosure, ± 1% Accuracy (NIST Cert), Transmitter w/ 1,000 Ohm RTD (NIST Cert), 4-20mA (Temp Output) | 875
145388 | A/RH3-100-2W-RO | Relative Humidity, RH Outputs: 0-5, 0-10 VDC & 4-20mA (Default), Room (R), ± 3% Accuracy, 100 Ohm (Two Wires) RTD, w/ Override | 260
145390 | A/CP-DO-6”-96”CL2P-QC | 10,000 Ohm Thermistor (Type II), Duct, Without Box, 6", 96" Plenum Cable, Quick Connects | 42.5
145392 | A/CP-DO-6”-120”CL2P-QC | 10,000 Ohm Thermistor (Type II), Duct, Without Box, 6", 120" Plenum Cable, Quick Connects | 48.5
145394 | A/TTM1K-HT-D-8"-1-BB | Transmitter w/ 1,000 Ohm RTD (NIST CERT), High Temperature Duct, 8" 316SS, NEMA 3R Enclosure, 1-5VDC Output | 380
145395 | A/DRC 3.1 X 2.88 | DIN Rail Adapter Kit, 3.1 X 2.88" (For: PS24) | 12
145396 | A/100KS-INW-2.5"-GD-NIST | 100,000 Ohm Thermistor, Immersion, No Well, 2.5", Galvanized Enclosure, NIST Cert | 77
145410 | A/TTM1K-D-4"-2-GD | Transmitter w/ 1,000 Ohm RTD (NIST Cert), Duct, 4", Galvanized Enclosure, 2-10VDC Output | 179
145413 | A/TTM1K-A-12'-2-GD | Transmitter w/ 1,000 Ohm RTD (NIST Cert), Copper Averaging, 12', Plastic Enclosure, 2-10VDC Output | 414
145417 | A/MLP2-010-W-B-B-A-0P | Differential Pressure, Panel Mount, 10.00 inWC, BiDirectional, +/- 0.25% FSO, 4-20mA | 235
145421 | UNIVERSAL CLIP 6 | Universal Clip, Package of 6 | 15
145422 | A/1.8K-D-12"-4X | 1,800 Ohm Thermistor, Duct, 12", NEMA 4X Enclosure | 60
145430 | UNIVERSAL CLIP 50 | Universal Clip, Bag of 50 | 125
145434 | FLS MTG BKT | FLS_SERIES_MOUNTING_BRACKET | 7
145436 | A/CP-A-24'-BB-NIST | 10,000 Ohm Thermistor (Type II), Copper Averaging, 24', NEMA 3R Enclosure, NIST Cert | 251.5
145442 | A/CP-BP-6'CL2P-NIST | 10,000 Ohm Thermistor (Type II), Bullet Probe, 1", 6' Plenum Cable, NIST Cert | 83
145447 | A/TTM1K-D-8"-2-PB | Transmitter w/ 1,000 Ohm RTD (NIST Cert), Duct, 8", Plastic Enclosure, 2-10VDC Output | 179
145448 | A/TTM1K-A-50'-2-GD | Transmitter w/ 1,000 Ohm RTD (NIST Cert), Copper Averaging, 50', Galvanized Enclosure, 2-10VDC Output | 591
145449 | A/TTM1K-A-100'-2-GD | Transmitter w/ 1,000 Ohm RTD (NIST Cert), Copper Averaging, 100', Galvanized Enclosure, 2-10VDC Output | 869
145450 | A/100-2W-INW-6"-4X-NIST | 100 Ohm (Two Wires) RTD, Immersion, No Well, 6", NEMA 4X Enclosure, NIST Cert | 125
145451 | A/100-2W-O-SUN-NIST | 100 Ohm (Two Wires) RTD, Outside Air, Sun Shield, NIST Cert | 450
145452 | A/100KS-I-4"-BB | 100,000 Ohm Thermistor, Immersion, Welded Well, 4", NEMA 3R Enclosure | 74.5
145455 | A/CSI-RA-48"-GD | 10,000 Ohm (CSI) Thermistor, Rigid Probe Averaging, 48", Galvanized Enclosure | 105
145459 | A/TT100-BO-4-4X-POTTED | Transmitter w/ 100 Ohm RTD, Board Only, NEMA 4X Enclosure, 4-20mA Output, Potted Board | 152
145460 | A/AN-BC-RA-24”-4X | 10,000 Ohm Thermistor w/11K Shunt, Rigid Probe Averaging, 24", NEMA 4X Enclosure | 128
145464 | A/TTM100-D-12"-4-EXPL | Transmitter w/ 100 Ohm RTD (NIST Cert), Hazardous, Duct, 12", 4-20mA Output | 655
145465 | A/1K-LTS-30'-NIST | 1,000 Ohm RTD, 2" Freezer Probe 316SS, 30', NIST Cert | 227.5
145466 | A/100-2W-IM-2.5"-GD | 100 Ohm Platinum (Two Wires) RTD, Immersion, Machined Well, 2.5", Galvanized Enclosure | 75
145468 | A/MLP2-2D5-W-B-B-A-0P | Differential Pressure, Panel Mount, 2.50 inWC, BiDirectional, +/- 0.25% FSO, 4-20mA | 235
145484 | A/MLP2-005-W-B-B-A-0P | Differential Pressure, Panel Mount, 5.00 inWC, BiDirectional, +/- 0.25% FSO, 4-20mA | 235
145487 | A/1K-3W-HT-I-2.5"-BB | 1,000 Ohm (Three Wires) RTD, High Temperature Immersion, Welded Well, 2.5" 316SS, NEMA 3R Enclosure | 217.5
145488 | A/AN-S10-PB | 10,000 Ohm Thermistor (Type III), Strap On, 10" Strap, Plastic Enclosure | 56
145493 | 1K-2W-D-8”-PB-NIST | 1,000 Ohm (Two Wires) RTD, Duct, 8", Plastic Enclosure, NIST Cert | 92
145952 | A/RH1-100-3W-D-NIST | Relative Humidity, RH Outputs: 0-5, 0-10 VDC & 4-20mA (Default), Duct, ± 1% Accuracy, 100 Ohm RTD, Euro Enclosure, NIST Cert (Temp) | 624
145955 | A/10KS-DO-6"-6'CL2P | 10,000 Ohm Thermistor, Duct, Without Box, 6", 6' Plenum Cable | 34.5
145958 | A/AN-BC-IM-6"-BB | 10,000 Ohm Thermistor w/11K Shunt, Immersion, Machined Well, 6", NEMA 3R Enclosure | 96.5
145968 | A/TT100-LTS-2-4X-30' | Transmitter w/ 100 Ohm RTD, 2" Freezer Probe 316SS, NEMA 4X Enclosure, 30', 2-10VDC Output | 293
145970 | A/TT1K-LT-D-4"-1-BB | Transmitter w/ 1,000 Ohm RTD, Low Temperature Duct, 4" 316SS, NEMA 3R Enclosure, 1-5VDC Output | 334
145976 | A/10K-E1-A-24'-4X | 10,000 Ohm (E1) Thermistor, Copper Averaging, 24', NEMA 4X Enclosure | 228
145978 | A/RH5-20K-RO | Relative Humidity, RH Outputs: 0-5, 0-10 VDC & 4-20mA (Default), Room (R), ± 5% Accuracy, 20,000 Ohm Thermistor, w/ Override | 207.2
145985 | Q8-H2-1000P-O-X | Expl Proof, Smart Sensor, Hydrogen, 0-1000 ppm, 3 SPDT Relays, 4-20mA, 2-10V, or Modbus RTU | 2670
145991 | A/TT1K-INW-8"-4-4X-POTTED | Transmitter w/ 1,000 Ohm RTD, Immersion, No Well, 8", NEMA 4X Enclosure, 4-20mA Output, Potted Board | 0
145992 | A/RH3-1.8K-D | Relative Humidity, RH Outputs: 0-5, 0-10 VDC & 4-20mA (Default), Duct, ± 3% Accuracy, 1,800 Ohm Thermistor, Euro Enclosure | 260
145994 | A/TTM1K-LTS-4-BB-50' | Transmitter w/ 1,000 Ohm RTD (NIST Cert), 2" Freezer Probe 316SS, NEMA 3R Enclosure, 50', 4-20mA Output | 351
145995 | A/RH2-CP-RS | Relative Humidity, RH Outputs: 0-5, 0-10 VDC & 4-20mA (Default), Room (R), ± 2% Accuracy, 10,000 Ohm Thermistor (Type II), Setpoint:0-20K | 320
145998 | A/1K-2W-S-GD-NIST | 1,000 Ohm (Two Wires) RTD, Strap On, Galvanized Enclosure, NIST Cert | 98
146000 | A/CP-INW-2.5"-GD-NIST | 10,000 Ohm Thermistor (Type II), Immersion, No Well, 2.5", Galvanized Enclosure, NIST Cert | 77
146001 | A/CP-A-50'-PB-NIST | 10,000 Ohm Thermistor (Type II), Copper Averaging, 50', Plastic Enclosure, NIST Cert | 550
146003 | A/1K-2W-D-12"-4X-NIST | 1,000 Ohm (Two Wires) RTD, Duct, 12", NEMA 4X Enclosure, NIST Cert | 125
146004 | A/1K-2W-RA-24"-4X-NIST | 1,000 Ohm (Two Wires) RTD, Rigid Probe Averaging, 24", NEMA 4X Enclosure, NIST Cert | 308
146006 | A/TTM100-I-2.5"-4-EXPL | Transmitter w/ 100 Ohm RTD (NIST Cert), Hazardous, Immersion, Welded Well, 2.5", 4-20mA Output | 0
146019 | A/RH3-AN-RSO | Relative Humidity, RH Outputs: 0-5, 0-10 VDC & 4-20mA (Default), Room (R), ± 3% Accuracy, 10,000 Ohm Thermistor (Type III), Setpoint:0-10K, w/ Override | 270
146021 | A/10K-E1-A-50'-4X | 10,000 Ohm (E1) Thermistor, Copper Averaging, 50', NEMA 4X Enclosure | 533
146022 | A/AN-D-18"-4X-NIST | 10,000 Ohm Thermistor (Type III), Duct, 18", NEMA 4X Enclosure, NIST Cert | 115
146023 | A/RH3-100-2W-D-BB | Relative Humidity, RH Outputs: 0-5, 0-10 VDC & 4-20mA (Default), Duct, ± 3% Accuracy, 100 Ohm RTD (Two Wire), NEMA 3R Enclosure | 260
146025 | A/RH3-CP-R2S | 20K, 0, DA, BLUE/RED | 260
146026 | A/AN-R2-NIST | 10,000 Ohm Thermistor (Type III), Room (R2), NIST Cert | 70
146027 | A/AN-D-6"-PB-NIST | 10,000 Ohm Thermistor (Type III), Duct, 6", Plastic Enclosure, NIST Cert | 77
146029 | A/3K-IM-4"-4X | 3,000 Ohm Thermistor, Immersion, Machined Well, 4", NEMA 4X Enclosure | 113
146052 | A/MLP2-050-P-U-B-A-5P | Differential Pressure, Panel Mount, 50 pascals, UniDirectional, +/- 0.25% FSO, 4-20mA, 5 PT NIST | 310
146054 | A/RH2-1K-NI-D-4X | Relative Humidity, RH Outputs: 0-5, 0-10 VDC & 4-20mA (Default), Duct, ± 2% Accuracy, 1,000 Ohm Nickel RTD, NEMA 4X Enclosure | 331.5
146055 | A/1K-2W-FA-8'-GD | 1,000 Ohm (Two Wires) RTD, Flexible Cable Averaging, 8', Galvanized Enclosure | 235
146059 | A/1K-NI-INW-1"-4X | 1,000 Ohm Nickel RTD, Immersion, No Well, 1", NEMA 4X Enclosure | 102
146064 | A/TTM1K-A-100'-4-4X | Transmitter w/ 1,000 Ohm RTD (NIST Cert), Copper Averaging, 100', NEMA 4X, 4-20mA Output | 903
146073 | A/3K-IM-4"-PB | 3,000 Ohm Thermistor, Immersion, Machined Well, 4", Plastic Enclosure | 80
146074 | A/RH3-AN-BC-D-4X | Relative Humidity, RH Outputs: 0-5, 0-10 VDC & 4-20mA (Default), Duct, ± 3% Accuracy, 10,000 Ohm Thermistor w/ 11K Shunt, NEMA 4X Enclosure | 276.5
146075 | A/TT1K-R2S-2-B/R | Transmitter w/ 1,000 Ohm RTD, Room (R2) with Setpoint, 2-10VDC Output, B/R | 0
146080 | A/AN-BC-DO-6"-6'CL2P | 10,000 Ohm Thermistor w/11K Shunt, Duct, Without Box, 6", 6' Plenum Cable | 34.5
146082 | A/TT1K-LT-D-12"-4-GD | Transmitter w/ 1,000 Ohm RTD, Low Temperature Duct, 12" 316SS, Galvanized Enclosure, 4-20mA Output | 327
146086 | A/TTM100-R-1-EXPL | Transmitter w/ 100 Ohm RTD (NIST Cert), Hazardous, Room, 2", 1-5VDC Output | 675
146087 | A/100-3W-HT-D-4"-BB | 100 Ohm (Three Wires) RTD, High Temperature Duct, 4" 316SS, NEMA 3R Enclosure | 141.5
146110 | A/1K-3W-A-100-BB | 1,000 Ohm (Three Wires) RTD, Copper Averaging, 100', NEMA 3R Enclosure | 551.5
146111 | A/WPR2-30-40-LCD | WET TO WET, 0-30PSI, 40', LCD | 950
146114 | A/3K-R-RS232 | 3,000 Ohm Thermistor, Room (R), RS232 | 40
146116 | A/100-3W-LT-D-8"-GD | 100 Ohm (Three Wires) RTD, Low Temperature Duct, 8" 316SS, Galvanized Enclosure | 180
146117 | Q6-CO/NO2-10P | Smart Sensor, Combination, Main: CO 0-250 ppm, Remote: NO2 Dioxide 0-10 ppm,3 SPDT Relays, NEMA 4X, Modbus RTU | 1220
146118 | Q6-CO/CH4-100L | Smart Sensor, Combination, Main: CO 0-250 ppm, Remote: CH4, 0-100% LEL, 3 SPDT Relays, NEMA 4X, Modbus RTU | 1220
146119 | B6-CO/NO2-10P | BACnet MSTP, Smart Sensor, Combination, Main: CO 0-250 ppm, Remote: NO2 0-10 ppm, 3 SPDT Relays, NEMA 4X | 1220
146122 | B6-CO/CH4-100L | BACnet MSTP, Smart Sensor, Combination, Main: CO 0-250 ppm, Remote: CH4 0-10 ppm, 3 SPDT Relays, NEMA 4X | 1220
146123 | A/1K-NI-FA-12'-4X-NIST | 1,000 Ohm Nickel RTD, Flexible Cable Averaging, 12', NEMA 4X Enclosure, NIST Cert | 298
146151 | A/100KS-D-12"-PB-NIST | 100,000 Ohm Thermistor, Duct, 12", Plastic Enclosure, NIST Cert | 77
146152 | A/100KS-D-4"-PB-NIST | 100,000 Ohm Thermistor, Duct, 4", Plastic Enclosure, NIST Cert | 77
146153 | A/MLP2-D10-W-U-A-A-5P | Differential Pressure, Panel Mount, 0.10 inWC, UniDirectional, +/- 0.5% FSO, 4-20mA, 5 PT NIST | 255
146157 | A/MLP2-010-W-U-A-A-5P | Differential Pressure, Panel Mount, 10.00 inWC, UniDirectional, +/- 0.5% FSO, 4-20mA, 5 PT NIST | 255
146167 | A/RH2-100KS-O | Relative Humidity, RH Outputs: 0-5, 0-10 VDC & 4-20mA (Default), Outside Air, ± 2% Accuracy, 100,000 Ohm Thermistor, Euro Enclosure | 325
146174 | A/1K-2W-D-6"-4X | 1,000 Ohm (Two Wires) RTD, Duct, 6", NEMA 4X Enclosure | 75
146181 | A/AN-S10-4X | 10,000 Ohm Thermistor (Type III), Strap On, 10" Strap, NEMA 4X Enclosure | 89
146191 | TUCH2-CPF11MZTSX-316XXXX6X | LCD, RH3%, SET, O/R, RJ6,DEG F | 466
146192 | A/10K-E1-A-8'-4X | 10,000 Ohm (E1) Thermistor, Copper Averaging, 8', NEMA 4X Enclosure | 158
146193 | A/10K-E1-D-4"-4X | 10,000 Ohm (E1) Thermistor, Duct, 4", NEMA 4X Enclosure | 60
146195 | A/100-2W-D-6"-GD | 100 Ohm (Two Wires) RTD, Duct, 6", Galvanized Enclosure | 42
146214 | A/20K-PO-8"-20'CL2P | 20,000 Ohm Thermistor, Probe Only, 8", 20' Plenum Cable | 52.5
146224 | A/0.1CP-I-6"-4X-NIST | High Accuracy 10,000 Ohm Thermistor (Type II), Immersion, Welded Well, 6", NEMA 4X Enclosure, NIST Cert | 151
146226 | A/TT100-I-4"-1-4X | Transmitter w/ 100 Ohm RTD, Immersion, Welded Well, 4", NEMA 4X Enclosure, 1-5VDC Output | 203
146227 | A/100-2W-S-GD-NIST | 100 Ohm (Two Wires) RTD, Strap On, Galvanized Enclosure, NIST Cert | 98
146228 | A/1K-NI-PM-NIST | 1,000 Ohm Nickel RTD, Pipe Mount, Brass, NIST Cert | 90.5
146229 | A/TUC2-4-20MA-0039 | 4-20mA Output, Setpoint, w/ Override, LCD | 0
146230 | A/MLP2-001-W-U-B-B-0P | Differential Pressure, Panel Mount, 1.00 inWC, UniDirectional, +/- 0.25% FSO, 0-5VDC | 235
146259 | A/CSI-BP-20'CL2P | 10,000 Ohm (CSI) Thermistor, Bullet Probe, 1", 20' Plenum Cable | 52.5
146260 | A/1K-LTS-4X-30'-NIST | 1,000 Ohm RTD, 2" Freezer Probe 316SS, NEMA 4X Enclosure, 30', NIST Cert | 258
146263 | A/RH1-1K-NI-R2-NIST | Relative Humidity, RH Outputs: 0-5, 0-10 VDC & 4-20mA (Default), Room (R2), ± 1% Accuracy, 1,000 Ohm Nickel RTD, NIST Cert (Temp) | 610
146277 | A/0.1CP-D-12"-4X | High Accuracy 10,000 Ohm Thermistor (Type II), Duct, 12", NEMA 4X Enclosure | 70
146279 | A/0.1CP-D-18"-4X | High Accuracy 10,000 Ohm Thermistor (Type II), Duct, 18", NEMA 4X Enclosure | 75
146280 | A/0.1CP-D-6"-4X | High Accuracy 10,000 Ohm Thermistor (Type II), Duct, 6", NEMA 4X Enclosure | 70
146281 | A/0.1CP-D-8"-4X | High Accuracy 10,000 Ohm Thermistor (Type II), Duct, 8", NEMA 4X Enclosure | 70
146282 | A/0.1CP-IM-2.5"-4X | High Accuracy 10,000 Ohm Thermistor (Type II), Immersion, Machined Well, 2.5", NEMA 4X Enclosure | 113
146283 | A/0.1CP-IM-4"-4X | High Accuracy 10,000 Ohm Thermistor (Type II), Immersion, Machined Well, 4", NEMA 4X Enclosure | 123
146286 | A/RH2-0.1CP-D | Relative Humidity, RH Outputs: 0-5, 0-10 VDC & 4-20mA (Default), Duct, ± 2% Accuracy, High Accuracy 10,000 Ohm Thermistor (Type II), Euro Enclosure | 325
146298 | A/CSI-D-6"-GD | 10,000 Ohm (CSI) Thermistor, Duct, 6", Galvanized Enclosure | 27
146303 | A/100-2W-PO-4"-20'CL2P-GF2-NIS | 100 Ohm (Two Wires) RTD, Probe Only, 4", 20' Plenum Cable, 2OZ Glycol Filled, NIST Cert | 75
146314 | A/RH5-AN-O-4X | Relative Humidity, RH Outputs: 0-5, 0-10 VDC & 4-20mA (Default), Outside Air, ± 2% Accuracy, 10,000 Ohm Thermistor (Type III), NEMA 4X Enclosure | 222.9
146324 | A/TTM100-INW-4"-1-4X | Transmitter w/ 100 Ohm RTD (NIST Cert), Immersion, No Well, 4", NEMA 4X Enclosure, 1-5VDC Output | 213
146325 | A/RH3-AN-R2LO | Relative Humidity, RH Outputs: 0-5, 0-10 VDC & 4-20mA (Default), Room (R2), ± 3% Accuracy, 10,000 Ohm Thermistor (Type III), Custom Logo, w/ Override | 260
146331 | A/CP-D-8"-4X-NIST | 10,000 Ohm Thermistor (Type II), Duct, 8", NEMA 4X Enclosure, NIST Cert | 110
146333 | A/TTM1K-A-80'-4-4X | Transmitter w/ 1,000 Ohm RTD (NIST Cert), Copper Averaging, 80', NEMA 4X Enclosure, 4-20mA Output | 748
146340 | Q5-HCN-50P-0-X | Smart Sensor, Hydrogen Cyanide, 0-50 ppm, 3 SPDT Relays, NEMA 4X, 4-20mA, 2-10V, or Modbus RTU | 1590
146342 | A/TT1K-HT-D-8"-2-BB | Transmitter w/ 1,000 Ohm RTD, High Temperature Duct, 8" 316SS, NEMA 3R Enclosure, 2-10VDC Output | 344
146345 | A/TT1K-D-18"-2-4X | Transmitter w/ 1,000 Ohm RTD, Duct, 18", NEMA 4X Enclosure, 2-10VDC Output | 183
146346 | A/TT1K-RA-36"-2-4X | Transmitter w/ 1,000 Ohm RTD, Rigid Probe Averaging, 36", NEMA 4X Enclosure, 2-10VDC Output | 407
146361 | A/20K-IM-6"-PB | 20,000 Ohm Thermistor, Immersion, Machined Well, 6", Plastic Enclosure | 80
146364 | A/1K-3W-PO-12" | 1,000 Ohm (Three Wires) RTD, Probe Only, 12" | 34
146365 | A/RH2-1K-2W-R-W | Relative Humidity, RH Outputs: 0-5, 0-10 VDC & 4-20mA (Default), Room (R) White , ± 2% Accuracy, 1,000 Ohm (Two Wires) RTD | 310
146367 | A/RH2-AN-BC-D-BB | Relative Humidity, RH Outputs: 0-5, 0-10 VDC & 4-20mA (Default), Duct, ± 3% Accuracy, 10,000 Ohm Thermistor w/ 11K Shunt, NEMA 3R Enclosure | 315
146369 | Q5-GENL-100L-O-X-PENTANE | Smart Sensor, Pentane, 0-100% LEL, 3 SPDT Relays, NEMA 4X, 4-20mA, 2-10V, or Modbus RTU | 840
146370 | Q5-GENL-100L-O-X-HEXANE | Smart Sensor, Hexane, 0-100% LEL, 3 SPDT Relays, NEMA 4X, 4-20mA, 2-10V, or Modbus RTU | 840
146371 | TUCH2-10-F2-XX-XX-X-X-2-10-XX- | 0 | 500
146372 | TUC2-10-F2-XX-XX-X-X-X-X | 0 | 235
146375 | A/RH5-CSI-RS | Relative Humidity, RH Outputs: 0-5, 0-10 VDC & 4-20mA (Default), Room (R), ± 5% Accuracy, 10,000 Ohm (CSI) Thermistor, Setpoint:0-20K | 207.2
146376 | A/RH3-1K-3W-O-4X | Relative Humidity, RH Outputs: 0-5, 0-10 VDC & 4-20mA (Default), Outside Air, ± 3% Accuracy, 1,000 Ohm RTD (Three Wires), NEMA 4X Enclosure | 286.5
146387 | A/RH3-CSI-RSO | Relative Humidity, RH Outputs: 0-5, 0-10 VDC & 4-20mA (Default), Room (R), ± 3% Accuracy, 10,000 Ohm (CSI) Thermistor, Setpoint, w/ Override | 270
146388 | A/1K-2W-A-50'-GD-NIST | 1,000 Ohm (Two Wires) RTD, Copper Averaging, 50', Galvanized Enclosure, NIST Cert | 425
146398 | A/20K-IM-2.5”-PB | 20,000 Ohm Thermistor, Immersion, Machined Well, 2.5", Plastic Enclosure | 70
146399 | A/RH2-100-3W-R-NIST | Relative Humidity, RH Outputs: 0-5, 0-10 VDC & 4-20mA (Default), Room (R), ± 2% Accuracy, 100 Ohm RTD (Two Wire), NIST Cert (Temp) | 360
146401 | A/1K-2W-PO-18” | 1,000 Ohm (Two Wires) RTD, Probe Only, 18" | 39
146506 | A/AN-D-18"-GD-NIST | 10,000 Ohm Thermistor (Type III), Duct, 18", Galvanized Enclosure, NIST Cert | 82
146507 | A/TTM100-BP-1-PB-20'CL2P | Transmitter w/ 100 Ohm RTD (NIST Cert), Bullet Probe, 1", 20' Plenum Cable, Plastic Enclosure, 1-5VDC Output | 196
146508 | A/TTM100-IM-2.5"-4-BB | Transmitter w/ 100 Ohm RTD (NIST Cert), Immersion, Machined Well, 2.5", NEMA 3R Enclosure, 4-20mA Output | 244
146510 | A/0.1CP-INW-4”-BB | High Accuracy 10,000 Ohm Thermistor (Type II), Immersion, No Well, 4", NEMA 3R Enclosure | 53.5
146511 | A/BN2110-R2 | BACnet MS/TP, Modbus RTU, Temperature, Room (R2) | 165
146512 | A/0.1AN-I-2.5"-GD | High Accuracy 10,000 Ohm Thermistor (Type III), Immersion, Welded Well, 2.5", Galvanized Enclosure | 68
146513 | A/0.1AN-I-2.5"-PB | High Accuracy 10,000 Ohm Thermistor (Type III), Immersion, Welded Well, 2.5", Plastic Enclosure | 68
146516 | A/BN2110-D-4-PB | BACnet MS/TP, Modbus RTU, Temperature, Duct, SS, 4", Plastic Enclosure | 180
146519 | A/BN2110-D-6-PB | BACnet MS/TP, Modbus RTU, Temperature, Duct, SS, 6", Plastic Enclosure | 180
146522 | A/BN2130-R2 | BACnet MS/TP, Modbus RTU, Relative Humidity and Temperature, Room (R2) | 370
146528 | A/BN2130-O | BACnet MS/TP, Modbus RTU, Relative Humidity and Temperature, Outside, Euro Enclosure | 395
146530 | A/BN2130-SP | BACnet MS/TP, Modbus RTU, Relative Humidity and Temperature, Wall Plate, SS | 395
146531 | A/BN2130-D | BACnet MS/TP, Modbus RTU, Relative Humidity and Temperature, Duct, Euro Enclosure | 385
146533 | A/CP-RA-12"-4X | 10,000 Ohm Thermistor (Type II), Rigid Probe Averaging, 12", NEMA 4X Enclosure | 123
146534 | A/BN2110-D-8-PB | BACnet MS/TP, Modbus RTU, Temperature, Duct, SS, 8", Plastic Enclosure | 180
146536 | A/CP-INW-4"-GD-NIST | 10,000 Ohm Thermistor (Type II), Immersion, No Well, 4", Galvanized Enclosure, NIST Cert | 77
146537 | A/CP-INW-6"-GD-NIST | 10,000 Ohm Thermistor (Type II), Immersion, No Well, 6", Galvanized Enclosure, NIST Cert | 77
146538 | A/BN2110-D-12-PB | BACnet MS/TP, Modbus RTU, Temperature, Duct, SS, 12", Plastic Enclosure | 180
146539 | A/BN2110-D-18-PB | BACnet MS/TP, Modbus RTU, Temperature, Duct, SS, 18", Plastic Enclosure | 185
146540 | A/BN2110-O | BACnet MS/TP, Modbus RTU, Temperature, Outside, Euro Enclosure | 195
146541 | A/BN2120-D | BACnet MS/TP, Modbus RTU, Relative Humidity, Duct, Euro Enclosure | 370
146542 | A/MLP2-100-P-U-A-C-0P | Differential Pressure, Panel Mount, 100 pascals, UniDirectional, +/- 0.5% FSO, 0-10VDC | 180
146543 | A/BN2120-O | BACnet MS/TP, Modbus RTU, Relative Humidity Sensor, Outside, Euro Enclosure | 380
146544 | A/BN2110-INW-2.5-PB | BACnet MS/TP, Modbus RTU, Temperature, Immersion No Well, 2.5", Plastic Enclosure | 180
146545 | A/BN2110-INW-4-PB | BACnet MS/TP, Modbus RTU, Temperature, Immersion No Well, 4", Plastic Enclosure | 180
146546 | A/BN2110-INW-6-PB | BACnet MS/TP, Modbus RTU, Temperature, Immersion No Well, 6", Plastic Enclosure | 180
146549 | A/BN2110-S-PB | BACnet MS/TP, Modbus RTU, Temperature, Strap On, Plastic Enclosure | 190
146550 | A/BN2110-S10-PB | BACnet MS/TP, Modbus RTU, Temperature, Strap On, 2-10" Pipe, Plastic Enclosure | 200
146556 | A/MLP2-004-W-U-B-A-0P | Differential Pressure, Panel Mount, 0.25 inWC, UniDirectional, +/- 0.25% FSO, 4-20mA | 235
146599 | A/TTM1K-HT-I-6’’-4-GD | Transmitter w/ 1,000 Ohm RTD, High Temperature Immersion, Welded Well, 6" 316SS, Galvanized Enclosure Enclosure, 4-20mA Output | 400
146600 | A/BN2120-SP | BACnet MS/TP, Modbus RTU, Relative Humidity, Wall Plate, SS | 380
146601 | A/BN2110-SP | BACnet MS/TP, Modbus RTU, Temperature, Wall Plate, SS | 195
146603 | A/RH2-CP-RS | Relative Humidity, RH Outputs: 0-5, 0-10 VDC & 4-20mA (Default), Room (R), ± 2% Accuracy, 10K Ohm Thermistor (Type II), Setpoint:0-100K | 320
146604 | A/BN2120-R2 | BACnet MS/TP, Modbus RTU, Relative Humidity, Room (R2) | 360
146605 | A/TT1K-HT-I-2.5"-2-BB | Transmitter w/ 1,000 Ohm RTD, High Temperature Immersion, 2.5" 316SS, 2-10VDC Output, NEMA 3R Enclosure | 382
146607 | A/RH2-AN-O-SUN-NIST | Relative Humidity, RH Outputs: 0-5, 0-10 VDC & 4-20mA (Default), Outside Air, ± 2% Accuracy, 10,000 Ohm Thermistor (Type III), Sun Shield, NIST Cert | 710
146609 | A/BN2110-A-8-PB | BACnet MS/TP, Modbus RTU, Temperature, Copper Averaging, 8', Plastic Enclosure | 325
146610 | A/100-3W-HT-BP-NIST | 100 Ohm (Three Wires) RTD, High Temperature Bullet Probe, 1" 316SS, NIST Cert | 175
146611 | A/1K-3W-HT-BP-NIST | 1,000 Ohm (Three Wires) RTD, High Temperature Bullet Probe, 1" 316SS, NIST Cert | 175
146613 | A/BN2110-A-12-PB | BACnet MS/TP, Modbus RTU, Temperature, Copper Averaging, 12', Plastic Enclosure | 340
146614 | A/BN2110-A-24-PB | BACnet MS/TP, Modbus RTU, Temperature, Copper Averaging, 24', Plastic Enclosure | 405
146615 | A/BN2110-A-50-PB | BACnet MS/TP, Modbus RTU, Temperature, Copper Averaging, 50', Plastic Enclosure | 510
146616 | A/BN2110-FA-12-PB | BACnet MS/TP, Modbus RTU, Temperature, Flexible Cable Averaging, 12', Plastic Enclosure | 430
146617 | A/BN2110-FA-24-PB | BACnet MS/TP, Modbus RTU, Temperature Flexible Cable Averaging, 24', Plastic Enclosure | 465
146618 | A/BN2110-FA-8-PB | BACnet MS/TP, Modbus RTU, Temperature, Flexible Cable Averaging, 8', Plastic Enclosure | 420
146619 | A/BN2110-FA-50-PB | BACnet MS/TP, Modbus RTU, Temperature, Flexible Cable Averaging, 50', Plastic Enclosure | 500
146620 | A/BN2110-RA-12-PB | BACnet MS/TP, Modbus RTU, Temperature, Rigid Probe Averaging, SS, 12", Plastic Enclosure | 245
146621 | A/BN2110-RA-18-PB | BACnet MS/TP, Modbus RTU, Temperature, Rigid Probe Averaging, SS, 18", Plastic Enclosure | 245
146622 | A/BN2110-RA-24-PB | BACnet MS/TP, Modbus RTU, Temperature, Rigid Probe Averaging, SS, 24", Plastic Enclosure | 245
146623 | A/BN2110-RA-36-PB | BACnet MS/TP, Modbus RTU, Temperature, Rigid Probe Averaging, SS, 36", Plastic Enclosure | 245
146624 | A/BN2110-RA-48-PB | BACnet MS/TP, Modbus RTU, Temperature, Rigid Probe Averaging, SS, 48", Plastic Enclosure | 245
146634 | A/AN-BC-FA-24'-4X | 10,000 Ohm Thermistor w/11K Shunt, Flexible Cable Averaging, 24', NEMA 4X Enclosure | 266
146638 | A/MLP2-005-W-U-B-A-0P | Differential Pressure, Panel Mount, 5.00 inWC, UniDirectional, +/- 0.25% FSO, 4-20mA | 235
146639 | A/1K-3W-IM-6"-PB | 1,000 Ohm (Three Wires) RTD, Immersion, Machined Well, 6", Plastic Enclosure | 95
146642 | A/CP-IM-4"-4X-NIST | 10,000 Ohm Thermistor (Type II), Immersion, Machined Well, 4", NEMA 4X Enclosure, NIST Cert | 163
146643 | A/RH3-CP-R2S | Relative Humidity, RH Outputs: 0-5, 0-10 VDC & 4-20mA (Default), Room (R2), ± 3% Accuracy, 10K Ohm Thermistor (Type II), Setpoint:0-10K | 260
146645 | A/1K-NI-PO-4”-10’CL2P-NIST | More Consistent with the others | 110
146653 | A/1K-2W-INW-6"-4X-NIST | 1,000 Ohm (Two Wires) RTD, Immersion, No Well, 6", NEMA 4X Enclosure, NIST Cert | 125
146668 | A/BALCO-D-8"-4X | 1,000 Ohm Balco RTD, Duct, 8", NEMA 4X Enclosure | 85
146671 | A/RH2-20K-SP-010-NIST | Relative Humidity, RH Outputs: 0-10 VDC, Wall Plate 304SS, ± 2% Accuracy, 20,000 Ohm Thermistor, 0-10VDC (RH), NIST Cert | 375
146673 | A/1K-2W-FA-12'-4X | 1,000 Ohm (Two Wires) RTD, Flexible Cable Averaging, 12', NEMA 4X Enclosure | 268
146674 | B8-CO-250P-0-X | BACnet MSTP, Expl Proof, Smart Sensor, Carbon Monoxide, 0-250 ppm, 3 SPDT Relays, NEMA 4X | 1910
146675 | B8-GENL-100L-O-X-GASOLINE | BACnet MSTP, Expl Proof, Smart Sensor, Gasoline, 0-100% LEL, 3 SPDT Relays, NEMA 4X | 1910
146676 | B8-CH4-100L-O-X | BACnet MSTP, Expl Proof, Smart Sensor, Methane, 0-100% LEL, 3 SPDT Relays, NEMA 4X | 1910
146677 | B5-GENL-100L-O-X-HEXANE | BACnet MSTP, Smart Sensor, Hexane, 0-100% LEL, 3 SPDT Relays, NEMA 4X | 840
146678 | A/1K-NI-RA-24"-4X | 1,000 Ohm Nickel RTD, Rigid Probe Averaging, 24", NEMA 4X Enclosure | 258
146688 | A/1K-NI-PO-4"-10'CL2P | 1,000 Ohm Nickel RTD, Probe Only, 4", 10' Plenum Cable | 52.5
146690 | A/WPR2-300-40-LCD | Wet Differential Pressure, 0-3, 0-7.5, 0-15, 0-30 PSID (Default), 40' Cables, LCD, Outputs: 0-10 VDC (Default), 0-5 VDC, 4-20mA (Selectable) | 950
146700 | A/RH3-1.8K-R | Relative Humidity, RH Outputs: 0-5, 0-10 VDC & 4-20mA (Default), Room (R), ± 3% Accuracy, 1,800 Ohm Thermistor | 250
146701 | A/50K-D-4"-PB | 50,000 Ohm Thermistor, Duct, 4", Plastic Enclosure | 27
146708 | A/3K-D-18"-BB-NIST | 3,000 Ohm Thermistor, Duct, 18", NEMA 3R Enclosure, NIST cert | 98.5
146714 | A/RH2-1K-2W-R2S | Relative Humidity, RH Outputs: 0-5, 0-10 VDC & 4-20mA (Default), Room (R2), ± 2% Accuracy, 1,000 Ohm (Two Wires) RTD, Setpoint:0-1K | 320
146715 | TUCH2-CPF11LZYPX-310XXXXXX | LCD, RH3%, SET, O/R, DEG F | 500
146716 | A/100-3W-I-4"-BB-NIST | 100 Ohm (Three Wires) RTD, Immersion, Welded Well, 4", NEMA 3R Enclosure, NIST Cert | 139.5
146721 | A/100KS-RA-24"-PB | 100,000 Ohm Thermistor, Rigid Probe Averaging, 24", Plastic Enclosure | 95
146733 | A/20K-IM-1"-GD-NIST | 20,000 Ohm Thermistor, Immersion, Machined Well, 1", Galvanized Enclosure | 120
146739 | A/20K-D-8"-PB-NIST | 20,000 Ohm Thermistor, Duct, 8", Plastic Enclosure, NIST Cert | 77
146741 | A/20K-A-12'-PB-NIST | 20,000 Ohm Thermistor, Copper Averaging, 12', Plastic Enclosure, NIST Cert | 185
146747 | A/TTM100-D-8"-1-GD | Transmitter w/ 100 Ohm RTD (NIST Cert), Duct, 8", Galvanized Enclosure, 1-5VDC Output | 179
146751 | MSR-50RK/R | Remote with Key Test/Reset, Red Single Gang Plate | 80
146752 | MSR-50RKA/R | Remote with Key, Sounder, Red Double Gang Plate | 147
146753 | MSR-50RKA/W | Remote with Key, Sounder, White Double Gang Plate | 160
146754 | MSR-50RKAV/W/C | Remote with Key, Strobe, Sounder, White Double Gang Plate | 230
146760 | MS-RA/R | (1) RED LED, Key Test/Reset, Single Gang SS Plate | 48
146761 | MSR-AV/T/W/C | AV Combination Sounder with LED Strobe, Single Gang White Plate, Clear Lens | 135
146767 | A/TTM1K-RA-36"-4-BB | Transmitter w/ 1,000 Ohm RTD (NIST Cert), Rigid Probe Averaging, 36", NEMA 3R Enclosure, 4-20mA Output | 425.5
146771 | A/CSI-PO4"-CL2P-6'-GF2 | 10,000 Ohm (CSI) Thermistor, Probe Only, 4", 6' Plenum Cable, 2OZ Filled Glycol | 55
146775 | A/RH5-AN-RSO | Relative Humidity, RH Outputs: 0-5, 0-10 VDC & 4-20mA (Default), Room (R), ± 5% Accuracy, 10K Ohm Thermistor (Type III), Setpoint:0-10K, Override | 217.2
146776 | A/3K-INW-2.5"-EXPL | 3,000 Ohm Thermistor, Hazardous, Immersion, No Well, 2.5" | 500
146779 | A/TT100-RS-4-LCD-55-85 | Transmitter w/ 100 Ohm RTD, Room (R) with Setpoint, 4-20mA Output, LCD, 55-85 | 233
146782 | A/0.1AN-R2 | High Accuracy 10,000 Ohm Thermistor (Type III), Room (R2) | 30
146791 | MS-RA | (1) RED LED, Single Gang SS Plate | 26
146792 | MS-RD | (1) RED LED, Single Gang SS Plate | 35
146793 | A/0.1AN-R | High Accuracy 10,000 Ohm Thermistor (Type III), Room (R) | 30
146794 | A/RH5-TT1K-R-1 | Relative Humidity, RH Outputs: 0-5, 0-10 VDC & 4-20mA (Default), Room (R), ± 5% Accuracy, Transmitter w/ 1,000 Ohm RTD, 1-5VDC Output | 288.7
146795 | A/10KS-IM-2.5”-BB | 10,000 Ohm Thermistor, Immersion, Machined Well, 2.5", NEMA 3R Enclosure | 86.5
146805 | 82030-013-006-Q8-ETHANOL | Replacement sensor/head Q8-Ethanol | 0
146842 | A/3K-FA-12'-PB | 3,000 Ohm Thermistor, Flexible Cable Averaging, 12', Plastic Enclosure | 185
146876 | A/RH2-CP-RS | Relative Humidity, RH Outputs: 0-5, 0-10 VDC & 4-20mA (Default), Room, ± 2% Accuracy, 10K Ohm Thermistor (Type II), Setpoint:0-10K | 320
146877 | A/RH2-20K-RS | Relative Humidity, RH Outputs: 0-5, 0-10 VDC & 4-20mA (Default), Room, ± 2% Accuracy, 20K Ohm Thermistor, Setpoint: 9.5K-1K | 320
146882 | TUCH2-ANF1XXXXSX-305XXXXXX | LCD, RH3%, O/R, DEG F | 450
146885 | Q8-GENL-100L-O-X-PENTANE | Expl Proof, Smart Sensor, Pentane, 0-100% LEL, 3 SPDT Relays, NEMA 4X, 4-20mA, 2-10V, or Modbus RTU | 1910
146889 | TUC2-NI-F1-1F-ZZ-C-X-X-X | LCD, SET, O/R, DEG F | 235
146893 | TUCH2-ANF1XXXXXX-305XXXXXX | LCD, RH3%, DEG F | 450
146901 | A/50K-R | 50,000 Ohm Thermistor, Room (R) | 20
146904 | A/50K-R2 | 50,000 Ohm Thermistor, Room (R2) | 20
146907 | A/50K-D-6"-PB | 50,000 Ohm Thermistor, Duct, 6", Plastic Enclosure | 20
146908 | A/50K-D-8"-PB | 50,000 Ohm Thermistor, Duct, 8", Plastic Enclosure | 27
146909 | A/50K-D-12"-PB | 50,000 Ohm Thermistor, Duct, 12", Plastic Enclosure | 27
146910 | A/50K-D-18"-PB | 50,000 Ohm Thermistor, Duct, 18", Plastic Enclosure | 32
146911 | A/50K-D-4"-GD | 50,000 Ohm Thermistor, Duct, 4", Galvanized Enclosure | 27
146912 | A/50K-D-6"-GD | 50,000 Ohm Thermistor, Duct, 6", Galvanized Enclosure | 27
146913 | A/50K-D-8"-GD | 50,000 Ohm Thermistor, Duct, 8", Galvanized Enclosure | 27
146914 | A/50K-D-12"-GD | 50,000 Ohm Thermistor, Duct, 12", Galvanized Enclosure | 27
146915 | A/50K-D-18"-GD | 50,000 Ohm Thermistor, Duct, 18", Galvanized Enclosure | 32
146916 | A/50K-DO-4" | 50,000 Ohm Thermistor, Duct, Without Box, 4" | 24.5
146917 | A/50K-DO-6" | 50,000 Ohm Thermistor, Duct, Without Box, 6" | 24.5
146918 | A/50K-DO-8" | 50,000 Ohm Thermistor, Duct, Without Box, 8" | 24.5
146919 | A/50K-DO-12" | 50,000 Ohm Thermistor, Duct, Without Box, 12" | 24.5
146920 | A/50K-DO-18" | 50,000 Ohm Thermistor, Duct, Without Box, 18" | 24.5
146924 | A/10K-E-IM-2.5"-GD | IMMER 2.5", GD, MACH WELL | 0
146925 | A/50K-DO-4"-6'CL2P | 50,000 Ohm Thermistor, Duct, Without Box, 4", 6' Plenum Cable | 34.5
146926 | A/50K-DO-6"-6'CL2P | 50,000 Ohm Thermistor, Duct, Without Box, 6", 6' Plenum Cable | 34.5
146927 | A/50K-DO-8"-6'CL2P | 50,000 Ohm Thermistor, Duct, Without Box, 8", 6' Plenum Cable | 34.5
146928 | A/50K-DO-12"-6'CL2P | 50,000 Ohm Thermistor, Duct, Without Box, 12", 6' Plenum Cable | 34.5
146929 | A/50K-DO-18"-6'CL2P | 50,000 Ohm Thermistor, Duct, Without Box, 18", 6' Plenum Cable | 34.5
146933 | A/50K-DO-4"-10'CL2P | 50,000 Ohm Thermistor, Duct, Without Box, 4", 10' Plenum Cable | 42.5
146934 | A/50K-DO-6"-10'CL2P | 50,000 Ohm Thermistor, Duct, Without Box, 6", 10' Plenum Cable | 42.5
146935 | A/50K-DO-8"-10'CL2P | 50,000 Ohm Thermistor, Duct, Without Box, 8", 10' Plenum Cable | 42.5
146936 | A/50K-DO-12"-10'CL2P | 50,000 Ohm Thermistor, Duct, Without Box, 12", 10' Plenum Cable | 42.5
146937 | A/50K-DO-18"-10'CL2P | 50,000 Ohm Thermistor, Duct, Without Box, 18", 10' Plenum Cable | 42.5
146938 | A/50K-DO-4"-20'CL2P | 50,000 Ohm Thermistor, Duct, Without Box, 4", 20' Plenum Cable | 58.5
146939 | A/50K-DO-6"-20'CL2P | 50,000 Ohm Thermistor, Duct, Without Box, 6", 20' Plenum Cable | 58.5
146940 | A/50K-DO-8"-20'CL2P | 50,000 Ohm Thermistor, Duct, Without Box, 8", 20' Plenum Cable | 58.5
146941 | A/50K-DO-12"-20'CL2P | 50,000 Ohm Thermistor, Duct, Without Box, 12", 20' Plenum Cable | 58.5
146942 | A/50K-DO-18"-20'CL2P | 50,000 Ohm Thermistor, Duct, Without Box, 18", 20' Plenum Cable | 58.5
146944 | A/50K-PO-4" | 50,000 Ohm Thermistor, Probe Only, 4" | 18.5
146945 | A/50K-PO-6" | 50,000 Ohm Thermistor, Probe Only, 6" | 18.5
146946 | A/50K-PO-8" | 50,000 Ohm Thermistor, Probe Only, 8" | 18.5
146947 | A/50K-PO-12" | 50,000 Ohm Thermistor, Probe Only, 12" | 18.5
146948 | A/50K-PO-18" | 50,000 Ohm Thermistor, Probe Only, 18" | 24.5
146949 | A/50K-RA-12"-PB | 50,000 Ohm Thermistor, Rigid Probe Averaging, 12", Plastic Enclosure | 90
146950 | A/50K-RA-18"-PB | 50,000 Ohm Thermistor, Rigid Probe Averaging, 18", Plastic Enclosure | 90
146951 | A/50K-RA-24"-PB | 50,000 Ohm Thermistor, Rigid Probe Averaging, 24", Plastic Enclosure | 95
146952 | A/50K-RA-36"-PB | 50,000 Ohm Thermistor, Rigid Probe Averaging, 36", Plastic Enclosure | 95
146953 | A/50K-RA-48"-PB | 50,000 Ohm Thermistor, Rigid Probe Averaging, 48", Plastic Enclosure | 105
146954 | A/50K-RA-12"-GD | 50,000 Ohm Thermistor, Rigid Probe Averaging, 12", NEMA 3R Enclosure | 90
146955 | A/50K-RA-18"-GD | 50,000 Ohm Thermistor, Rigid Probe Averaging, 18", Galvanized Enclosure | 90
146956 | A/50K-RA-24"-GD | 50,000 Ohm Thermistor, Rigid Probe Averaging, 24", Galvanized Enclosure | 95
146957 | A/50K-RA-36"-GD | 50,000 Ohm Thermistor, Rigid Probe Averaging, 36", Galvanized Enclosure | 95
146958 | A/50K-RA-48"-GD | 50,000 Ohm Thermistor, Rigid Probe Averaging, 48", Galvanized Enclosure | 105
146959 | A/50K-A-8'-PB | 50,000 Ohm Thermistor, Copper Averaging, 8', Plastic Enclosure | 115
146960 | A/50K-A-12'-PB | 50,000 Ohm Thermistor, Copper Averaging, 12', Plastic Enclosure | 135
146961 | A/50K-A-24'-PB | 50,000 Ohm Thermistor, Copper Averaging, 24', Plastic Enclosure | 185
146962 | A/50K-A-50'-PB | 50,000 Ohm Thermistor, Copper Averaging, 50', Plastic Enclosure | 500
146963 | A/50K-A-8'-GD | 50,000 Ohm Thermistor, Copper Averaging, 8', Galvanized Enclosure | 115
146964 | A/50K-A-12'-GD | 50,000 Ohm Thermistor, Copper Averaging, 12', Galvanized Enclosure | 135
146965 | A/50K-A-24'-GD | 50,000 Ohm Thermistor, Copper Averaging, 24', Galvanized Enclosure | 185
146966 | A/50K-A-50'-GD | 50,000 Ohm Thermistor, Copper Averaging, 50', Galvanized Enclosure | 500
146972 | A/50K-FA-8'-PB | 50,000 Ohm Thermistor, Flexible Cable Averaging, 8', Plastic Enclosure | 175
146973 | A/50K-FA-12'-PB | 50,000 Ohm Thermistor, Flexible Cable Averaging, 12', Plastic Enclosure | 185
146974 | A/50K-FA-24'-PB | 50,000 Ohm Thermistor, Flexible Cable Averaging, 24', Plastic Enclosure | 230
146975 | A/50K-FA-50'-PB | 50,000 Ohm Thermistor, Flexible Cable Averaging, 50', Plastic Enclosure | 500
146976 | A/50K-FA-8'-GD | 50,000 Ohm Thermistor, Flexible Cable Averaging, 8', Galvanized Enclosure | 175
146977 | A/50K-FA-12'-GD | 50,000 Ohm Thermistor, Flexible Cable Averaging, 12', Galvanized Enclosure | 185
146978 | A/50K-FA-24'-GD | 50,000 Ohm Thermistor, Flexible Cable Averaging, 24', Galvanized Enclosure | 230
146979 | A/50K-FA-50'-GD | 50,000 Ohm Thermistor, Flexible Cable Averaging, 50', Galvanized Enclosure | 500
146980 | A/50K-S-GD | 50,000 Ohm Thermistor, Strap On, Galvanized Enclosure | 38
146981 | A/50K-S-PB | 50,000 Ohm Thermistor, Strap On, Plastic Enclosure | 38
146982 | A/50K-S10-PB | 50,000 Ohm Thermistor, Strap On, 2-10" Hose Clamp, Plastic Enclosure | 56
146983 | A/50K-S10-GD | 50,000 Ohm Thermistor, Strap On, 10" Strap, Galvanized Enclosure | 56
146984 | A/50K-BP | 50,000 Ohm Thermistor, Bullet Probe | 18.5
146985 | A/50K-BP-6'CL2P | 50,000 Ohm Thermistor, Bullet Probe, 1", 6' Plenum Cable | 33
146986 | A/50K-BP-10'CL2P | 50,000 Ohm Thermistor, Bullet Probe, 10' Plenum Cable | 40
146987 | A/50K-BP-20'CL2P | 50,000 Ohm Thermistor, Bullet Probe, 20' Plenum Cable | 55
146988 | A/CP-PO-8"-NIST | 10,000 Ohm Thermistor (Type II), Probe Only, 8", NIST | 68.5
146989 | A/50K-SP | 50,000 Ohm Thermistor, Wall Plate, Stainless Steel | 22
146990 | A/50K-AP | 50,000 Ohm Thermistor, Wall Plate, Aluminum | 25
146991 | A/50K-O | 50,000 Ohm Thermistor, Outside Air, Euro Enclosure | 45
146992 | A/50K-O-BB | 50,000 Ohm Thermistor, Outside Air, NEMA 3R Enclosure | 45
146993 | A/50K-O-4X | 50,000 Ohm Thermistor, Outside Air, NEMA 4X Enclosure | 61.5
146994 | A/50K-PM | 50,000 Ohm Thermistor, Pipe Mount, Brass | 27.75
146995 | A/50K-PM-10'CL2P | 50,000 Ohm Thermistor, Pipe Mount, Brass, 10' Plenum Cable | 50
146996 | A/50K-PM-20'CL2P | 50,000 Ohm Thermistor, Pipe Mount, Brass, 20' Plenum Cable | 62
146997 | A/50K-PM-10'Z | 50,000 Ohm Thermistor, Pipe Mount, Brass, 10' Zip Cable | 38
146998 | A/50K-PM-20'Z | 50,000 Ohm Thermistor, Pipe Mount, Brass, 20' Zip Cable | 44
147000 | A/50K-I-2.5"-GD | 50,000 Ohm Thermistor, Immersion, Welded Well, 2.5", Galvanized Enclosure | 58
147001 | A/50K-I-4"-GD | 50,000 Ohm Thermistor, Immersion, Welded Well, 4", Galvanized Enclosure | 58
147002 | A/50K-I-6"-GD | 50,000 Ohm Thermistor, Immersion, Welded Well, 6", Galvanized Enclosure | 58
147003 | A/50K-IM-1"-PB | 50,000 Ohm Thermistor, Immersion, Machined Well, 1", Plastic Enclosure | 70
147004 | A/50K-I-2.5"-PB | 50,000 Ohm Thermistor, Immersion, Welded Well, 2.5", Plastic Enclosure | 58
147005 | A/50K-I-4"-PB | 50,000 Ohm Thermistor, Immersion, Welded Well, 4", Plastic Enclosure | 58
147006 | A/50K-I-6"-PB | 50,000 Ohm Thermistor, Immersion, Welded Well, 6", Plastic Enclosure | 58
147007 | A/10K-E1-INW-6"-4X | 10,000 Ohm Thermistor E1, Immersion, Welded Well, 6", NEMA 4X Enclosure | 60
147008 | A/50K-INW-1"-GD | 50,000 Ohm Thermistor, Immersion, No Well, 1", Galvanized Enclosure | 27
147009 | A/50K-INW-2.5"-GD | 50,000 Ohm Thermistor, Immersion, No Well, 2.5", Galvanized Enclosure | 27
147010 | A/50K-IM-8"-GD | 50,000 Ohm Thermistor, Immersion, Machined Well, 8", Galvanized Enclosure | 160
147011 | A/50K-IM-8"-PB | 50,000 Ohm Thermistor, Immersion, Machined Well, 8", Plastic Enclosure | 160
147012 | A/50K-INW-4"-GD | 50,000 Ohm Thermistor, Immersion, No Well, 4", Galvanized Enclosure | 27
147013 | A/50K-INW-6"-GD | 50,000 Ohm Thermistor, Immersion, No Well, 6", Galvanized Enclosure | 27
147014 | A/50K-INW-8"-GD | 50,000 Ohm Thermistor, Immersion, No Well, 8", Galvanized Enclosure | 27
147015 | A/50K-INW-1"-PB | 50,000 Ohm Thermistor, Immersion, No Well, 1", Plastic Enclosure | 27
147016 | A/50K-INW-2.5"-PB | 50,000 Ohm Thermistor, Immersion, No Well, 2.5", Plastic Enclosure | 27
147017 | A/50K-INW-4"-PB | 50,000 Ohm Thermistor, Immersion, No Well, 4", Plastic Enclosure | 27
147018 | A/50K-INW-6"-PB | 50,000 Ohm Thermistor, Immersion, No Well, 6", Plastic Enclosure | 27
147019 | A/50K-INW-8"-PB | 50,000 Ohm Thermistor, Immersion, No Well, 8", Plastic Enclosure | 27
147020 | A/50K-IM-2.5"-GD | 50,000 Ohm Thermistor, Immersion, Machined Well, 2.5", Galvanized Enclosure | 70
147021 | A/50K-IM-4"-GD | 50,000 Ohm Thermistor, Immersion, Machined Well, 4", Galvanized Enclosure | 80
147022 | A/50K-IM-6"-GD | 50,000 Ohm Thermistor, Immersion, Machined Well, 6", Galvanized Enclosure | 80
147023 | A/50K-IM-2.5"-PB | 50,000 Ohm Thermistor, Immersion, Machined Well, 2.5", Plastic Enclosure | 70
147024 | A/50K-IM-4"-PB | 50,000 Ohm Thermistor, Immersion, Machined Well, 4", Plastic Enclosure | 80
147025 | A/50K-IM-6"-PB | 50,000 Ohm Thermistor, Immersion, Machined Well, 6", Plastic Enclosure | 80
147027 | A/50K-PBS | 50,000 Ohm Thermistor, Flush Mount Button, Plastic | 50
147028 | A/50K-BBS | 50,000 Ohm Thermistor, Flush Mount Button, Brass | 85
147029 | A/50K-SBS | 50,000 Ohm Thermistor, Flush Mount Button, Stainless Steel | 85
147030 | A/RH1-50K-R2 | Relative Humidity, RH Outputs: 0-5, 0-10 VDC & 4-20mA (Default), Room (R2), ± 1% Accuracy, 50,000 Ohm Thermistor | 560
147031 | A/RH2-50K-R2 | Relative Humidity, RH Outputs: 0-5, 0-10 VDC & 4-20mA (Default), Room (R2), ± 2% Accuracy, 50,000 Ohm Thermistor | 310
147032 | A/RH3-50K-R2 | Relative Humidity, RH Outputs: 0-5, 0-10 VDC & 4-20mA (Default), Room (R2), ± 3% Accuracy, 50,000 Ohm Thermistor | 250
147033 | A/RH1-50K-D | Relative Humidity, RH Outputs: 0-5, 0-10 VDC & 4-20mA (Default), Duct, ± 1% Accuracy, 50,000 Ohm Thermistor, Euro Enclosure | 574
147034 | A/RH2-50K-D | Relative Humidity, RH Outputs: 0-5, 0-10 VDC & 4-20mA (Default), Duct, ± 2% Accuracy, 50,000 Ohm Thermistor, Euro Enclosure | 315
147035 | A/RH3-50K-D | Relative Humidity, RH Outputs: 0-5, 0-10 VDC & 4-20mA (Default), Duct, ± 3% Accuracy, 50,000 Ohm Thermistor, Euro Enclosure | 260
147036 | A/RH1-50K-O | Relative Humidity, RH Outputs: 0-5, 0-10 VDC & 4-20mA (Default), Outside Air, ± 1% Accuracy, 50,000 Ohm Thermistor, Euro Enclosure | 584
147037 | A/RH2-50K-O | Relative Humidity, RH Outputs: 0-5, 0-10 VDC & 4-20mA (Default), Outside Air, ± 2% Accuracy, 50,000 Ohm Thermistor | 325
147038 | A/RH3-50K-O | Relative Humidity, RH Outputs: 0-5, 0-10 VDC & 4-20mA (Default), Outside Air, ± 3% Accuracy, 50,000 Ohm Thermistor, Euro Enclosure | 270
147039 | A/RH2-50K-SP-05 | Relative Humidity, RH Output: 0-5 VDC (Default), Wall Plate 304SS, ± 2% Accuracy, 50,000 Ohm Thermistor, Stainless Steel | 325
147040 | A/RH3-50K-SP-05 | Relative Humidity, RH Output: 0-5 VDC (Default), Wall Plate 304SS, ± 3% Accuracy, 50,000 Ohm Thermistor, Stainless Steel | 270
147041 | A/RH2-50K-SP-010 | Relative Humidity, RH Outputs: 0-10 VDC (Default), Wall Plate 304SS, ± 2% Accuracy, 50,000 Ohm Thermistor, Stainless Steel | 325
147042 | A/RH3-50K-SP-010 | Relative Humidity, RH Outputs: 0-10 VDC (Default), Wall Plate 304SS, ± 3% Accuracy, 50,000 Ohm Thermistor, Stainless Steel | 270
147043 | A/RH1-50K-R | Relative Humidity, RH Outputs: 0-5, 0-10 VDC & 4-20mA (Default), Room (R), ± 1% Accuracy, 50,000 Ohm Thermistor | 560
147046 | A/RH2-50K-R | Relative Humidity, RH Outputs: 0-5, 0-10 VDC & 4-20mA (Default), Room (R), ± 2% Accuracy, 50,000 Ohm Thermistor | 310
147047 | A/RH3-50K-R | Relative Humidity, RH Outputs: 0-5, 0-10 VDC & 4-20mA (Default), Room (R), ± 3% Accuracy, 50,000 Ohm Thermistor | 310
147051 | A/CP-INW-6"-BB-NIST | 10,000 Ohm Thermistor (Type II), Immersion, no Well, 6", NEMA 3R Enclosure, NIST Cert | 93.5
147058 | A/TUCH2-04C21CD0XH-304XXXXXX | LCD, RH3%,SET, DEG C | 450
147062 | A/TTM100-LTS-1-4X-6' | Transmitter w/ 100 Ohm RTD (NIST CERT), 316SS Probe, Freezer, 6' Leads, NEMA 4X Enclosure, 6', 1-5VDC | 312
147065 | QTS-61120X-D000000 | Toxic Gas Sensor, Chlorine, 0-3 PPM, 4-20mA Output, loop powered, NEMA1, Duct Mount | 1430
147069 | A/TT100-HT-I-2.5"-4-BB | IMMER 2.5", BB | 382
147088 | A/TTM1K-RA-18"-4-PB | Transmitter w/ 1,000 Ohm RTD (NIST CERT), Rigid Probe Averaging, 18", Plastic Enclosure , 4-20mA Output | 409
147090 | A/RH2-20K-O-BB | Relative Humidity, RH Outputs: 0-5, 0-10 VDC & 4-20mA (Default), Outside Air, ± 2% Accuracy, 20,000 Ohm Thermistor, NEMA 3R Enclosure | 325
147093 | A/RH3-1.8K-O | Relative Humidity, RH Outputs: 0-5, 0-10 VDC & 4-20mA (Default), Outside Air, ± 3% Accuracy, 1.8K Ohm Thermistor, Euro Enclosure | 270
147095 | Q6-CO-C3H8-100L | Smart Sensor, Combination, Main: CO 0-250 ppm, Remote: C3H8, 0-100% LEL, 3 SPDT Relays, NEMA 4X, Modbus RTU | 1380
147100 | A/TUC2-3K-F1-1H-B0-C-X-X-X | LCD, SET, O/R, DEG F | 235
147101 | A/TUC2-3K-F1-1H-ZW-C-X-X-X | LCD, SET, O/R, DEG F | 235
147111 | A/20K-IM-4"-4X | 20,000 Ohm Thermistor, Immersion, Machined Well, 4", NEMA 4X Enclosure | 113
147112 | RH3-1K-NI-SP-010 | Relative Humidity, RH Outputs: 0-10 VDC, Wall Plate 304SS, ± 3% Accuracy, 1,000 Ohm Nickel RTD, 0-10VDC | 304
147114 | A/RH3-AN-RSO | Relative Humidity, RH Outputs: 0-5, 0-10 VDC & 4-20mA (Default), Room (R), ±3% Accuracy, 10,000 Ohm Thermistor (Type III), Setpoint:0-10K, w/ Override, DA, - to + | 270
147115 | TUCH2-CPF11FZPSX-320XXXXXX | LCD, RH3%, SET, O/R, DEG F | 450
147121 | A/RH3-20K-D-4X | Relative Humidity, RH Outputs: 0-5, 0-10 VDC & 4-20mA (Default), Duct, ± 3% Accuracy, 20,000 Ohm Thermistor, NEMA 4X Enclosure | 276.5
147126 | A/TTM1K-O-4-4X-POTTED | Transmitter w/ 1,000 Ohm RTD (NIST Cert), Outside Air, NEMA 4X Enclosure, 4-20mA Output, Potted Board | 0
147127 | PS3HD-R-D-N | POWERSCOUT Din Rail mount, 3-Channel, 3-Phase | 1580
147137 | A/1.8K-BP-10’CL2P | 1,800 Ohm Thermistor, Bullet Probe, 1", 10' Plenum Cable | 40
147138 | A/TTM1K-INW-12"-4-EXPL | Transmitter w/ 1,000 Ohm RTD (NIST Cert), Hazardous, Immersion, No Well, 12", 4-20mA Output' | 655
147156 | TUC2-CP-F1-1N-C0-X-X-X-X | 10,000 Ohm Thermistor (Type II), Setpoint, LCD | 235
147160 | A/CP-R2S-A03-C5 | 10,000 Ohm Thermistor (Type II), Room (R2), Setpoint, 0 to 10K Ohms, Cool/Warm Sticker | 35
147161 | A/CP-R2O | 10,000 Ohm Thermistor (Type II), Room (R2), Override | 35
147162 | A/CP-R2SO-A03-G5 | 10,000 Ohm Thermistor (Type II), Room (R2), Setpoint, Override, 0 to 10K Ohms, Blue/Red (R2 Enclosure) | 50
147163 | A/CP-RO | 10,000 Ohm Thermistor (Type II), Room (R), Override | 35
147166 | A/CP-RSO-A03-C5 | 10,000 Ohm Thermistor (Type II), Room (R), Setpoint, Override, 0 to 10K Ohms, Cool/Warm Sticker | 50
147167 | A/CP-RSO-A08-C5 | 10,000 Ohm Thermistor (Type II), Room (R), Setpoint, Override, 1K to 11K Ohms, Cool/Warm Sticker | 50
147169 | A/CP-R2SO-A03-C5 | 10,000 Ohm Thermistor (Type II), Room (R2), Setpoint, Override, 0 to 10K Ohms, Cool/Warm Sticker | 50
147170 | A/CP-RS-A03-C5 | 10,000 Ohm Thermistor (Type II), Room (R), Setpoint, 0 to 10K Ohms, Cool/Warm Sticker | 35
147173 | A/CP-RS-A09-C5 | 10,000 Ohm Thermistor (Type II), Room (R), Setpoint, 0 to 2K Ohms, Cool/Warm Sticker | 35
147174 | A/CP-RS-A01-C5 | 10,000 Ohm Thermistor (Type II), Room (R), Setpoint, 0 to 100K Ohms, Cool/Warm Sticker | 35
147176 | A/CP-RSO-A01-C5 | 10,000 Ohm Thermistor (Type II), Room (R), Setpoint, Override, 0 to 100K Ohms, Cool/Warm Sticker | 50
147177 | A/CP-RSO-RJ6-A01-C5 | 10,000 Ohm Thermistor (Type II), Room (R), Setpoint, Override, Comm Jack (6 Pin/6 Conductor), 0 to 100K Ohms, Cool/Warm Sticker | 50
147178 | A/CP-R2SO-A03-G5 | 10,000 Ohm Thermistor (Type II), Room (R2), Setpoint, Override, 0 to 10K Ohms, Blue/Red (R2 Enclosure) | 50
147179 | A/CP-RSO-LCD-A03-C5 | 10,000 Ohm Thermistor (Type II), Room (R), Setpoint, Override, LCD, 0 to 10K Ohms, Cool/Warm Sticker | 155
147180 | A/CP-R2SO-A06-C5 | 10,000 Ohm Thermistor (Type II), Room (R2), Setpoint, Override, 4.75K to 24.75K Ohms, Cool/Warm Sticker | 50
147181 | A/RH2-AN-R2LS | 10K, 0, DA, COOL/WARM | 320
147189 | A/CP-RSO-A06-C5 | 10,000 Ohm Thermistor (Type II), Room (R), Setpoint, Override, 4.75K to 24.75K Ohms, Cool/Warm Sticker | 50
147191 | A/AN-R2O | 10,000 Ohm Thermistor (Type III), Room (R2), Override | 35
147194 | TUCH2-10F31FC0XX-210XXXXXX | LCD, RH2%, SET, DEG F | 500
147196 | A/10K-E1-A-12'-PB | 10,000 Ohm (E1) Thermistor, Copper Averaging, 12', Plastic Enclosure | 135
147197 | A/1K-2W-BP-10’CL2P-NIST | 1,000 Ohm (Two Wires) RTD, Bullet Probe, 1", 10' Plenum Cable, Nist | 102.5
147198 | A/1K-2W-BP-20’CL2P-NIST | 1,000 Ohm (Two Wires) RTD, Bullet Probe, 1", 20' Plenum Cable, Nist | 119.5
147203 | A/AN-R2-RJ6 | 10,000 Ohm Thermistor (Type III), Room (R2), Comm Jack (6 Pin/6 Conductor) | 40
147204 | A/RH1-O-4X | Relative Humidity, RH Outputs: 0-5, 0-10 VDC & 4-20mA (Default), Outside Air, ± 1% Accuracy, NEMA 4X Enclosure | 586.5
147205 | A/RH1-1K-NI-O-4X-NIST | Relative Humidity, RH Outputs: 0-5, 0-10 VDC & 4-20mA (Default), Outside Air, ± 1% Accuracy, 1,000 Ohm Nickel RTD, NEMA 4X Enclosure, Nist cert | 650.5
147213 | B8-H2-100L-0-X | BACnet MSTP, Expl Proof, Smart Sensor, Propane, 0-100% LEL, 3 SPDT Relays, NEMA 4X | 1910
147216 | A/SLD | Spot Leak Detector, Relay Output, 14ft/4.26m leader | 180
147217 | A/RH2-AN-O-4X-NIST | Relative Humidity, RH Outputs: 0-5, 0-10 VDC & 4-20mA (Default), Outside Air, ± 2% Accuracy, 10,000 Ohm Thermistor (Type III), NEMA 4X Enclosure, NIST Cert | 391.5
147219 | TUCH2-ANF11FZWCX-305XXXXXX | LCD, RH3%, SET, O/R, DEG F | 450
147220 | A/TB-2.0-GLA | Thermal Buffer, 2 oz Nalgene Bottle, 1 Sensing Point, Mounting Bracket, Glass Beads, Rated to -100C | 75
147221 | A/TB-2.0-GLY | Thermal Buffer, 2 oz Nalgene Bottle, 1 Sensing Point, Mounting Bracket, Food Grade Glycol, Rated to -40C | 35
147222 | A/TB-2.0-XXY | Empty 2 oz Nalgene Bottle, 1 Sensing Point, Mounting Bracket, Polyamide Fitting, Rated to -40ºC | 30
147223 | A/TB-8.5-1-GLA | Thermal Buffer, 8.5 oz Nalgene Bottle, 1 Sensing Point, Mounting Bracket, Glass Beads, Rated to -100C | 70
147225 | A/TB-8.5-1-GLY | Thermal Buffer, 8.5 oz Nalgene Bottle, 1 Sensing Point, Mounting Bracket, Food Grade Glycol, Rated to -40C | 70
147226 | A/TB-8.5-1-XXX | Empty 8.5 oz Nalgene Bottle, 1 Sensing Point, Mounting Bracket, Rated to -100ºC | 60
147227 | A/TB-8.5-3-GLA | Thermal Buffer, 8.5 oz Nalgene Bottle, 3 Sensing Point, Mounting Bracket, Glass Beads, Rated to -100C | 85
147228 | A/TB-8.5-3-GLY | Thermal Buffer, 8.5 oz Nalgene Bottle, 3 Sensing Point, Mounting Bracket, Food Grade Glycol, Rated to -40C | 85
147229 | A/TB-8.5-3-XXX | Empty 8.5 oz Nalgene Bottle, 3 Sensing Points, Mounting Bracket, Rated to -100ºC | 75
147233 | A/20K-IM-2.5"-4X | 20,000 Ohm Thermistor, Immersion, Machined Well, 2.5", NEMA 4X Enclosure | 103
147251 | A/RH2-10KS-O-NIST | Relative Humidity, RH Outputs: 0-5, 0-10 VDC & 4-20mA (Default), Outside Air, ± 2% Accuracy, 10,000 Ohm Thermistor (10KS), Euro Enclosure, NIST Cert | 375
147254 | A/TTM100-HT-D-8"-2-GD | Transmitter w/ 100 Ohm RTD (NIST Cert), High Temperature Duct, 8" 316SS, 2-10VDC Output | 380
147255 | A/AN-R2SO-A03-C5 | 10,000 Ohm Thermistor (Type III), Room (R2), Setpoint, Override, 0 to 10K Ohms, Cool/Warm Sticker | 50
147256 | A/AN-R2S-A03-C5 | 10,000 Ohm Thermistor (Type III), Room (R2), Setpoint 0 to 10K Ohms, Cool/Warm Sticker | 35
147257 | A/AN-RSO-A03-C5 | 10,000 Ohm Thermistor (Type III), Room (R), Setpoint 0 to 10K Ohms, Override, Cool/Warm Sticker | 50
147258 | A/AN-I-6"-EXPL | 10,000 Ohm Thermistor (Type IiI), Hazardous, Immersion, Welded Well, 6" | 525
147259 | A/AN-R2SO-RJ6-A16-C5 | 10,000 Ohm Thermistor (Type III), Room (R2), Setpoint 0 to 5K Ohms, Override,Comm Jack (6 Pin/6 Conductor), Cool/Warm Sticker | 70
147260 | A/AN-R2SO-A10-G5 | 10,000 Ohm Thermistor (Type III), Room (R2), Setpoint 0 to 1K Ohms, Override, Blue/Red (R2 Enclosure) Sticker | 50
147261 | A/MLP2-010-W-B-B-A-5P | Differential Pressure, Panel Mount, 10.00 inWC, BiDirectional, +/- 0.25% FSO, 4-20mA, 5 PT NIST | 310
147262 | A/MLP2-010-W-U-B-A-5P | Differential Pressure, Panel Mount, 0.25 inWC, UniDirectional, +/- 0.25% FSO, 4-20mA, 5 PT NIST | 310
147263 | A/AN-RS-A03-C5 | 10,000 Ohm Thermistor (Type III), Room (R), Setpoint 0 to 10K Ohms, Cool/Warm Sticker | 35
147264 | A/MLP2-500-P-B-A-A-0P | Differential Pressure, Panel Mount, 500 pascals, Bidirectional, +/- 0.5% FSO, 4-20mA | 180
147265 | A/MLP2-1K6-P-B-A-A-0P | Differential Pressure, Panel Mount, 1,600 pascals, Bidrectional, +/- 0.5% FSO, 4-20mA | 180
147266 | A/AN-R2SO-A02-C5 | 10,000 Ohm Thermistor (Type III), Room (R2), Setpoint 0 to 20K Ohms, Override, Cool/Warm Sticker | 50
147267 | A/AN-R2S-A03-G5 | 10,000 Ohm Thermistor (Type III), Room (R2), Setpoint 0 to 10K Ohms, Blue/Red (R2 Enclosure) Sticker | 35
147274 | A/AN-R2S-A02-C5 | 10,000 Ohm Thermistor (Type III), Room (R2), Setpoint 0 to 20K Ohms, Cool/Warm Sticker | 35
147279 | A/AN-R2SO-A10-C5 | 10,000 Ohm Thermistor (Type III), Room (R2), Setpoint 0 to 1K Ohms, Override, Cool/Warm Sticker | 50
147280 | A/AN-R-RS232 | 10,000 Ohm Thermistor (Type III), Room (R), Comm Stereo Jack (3.5mm) | 40
147282 | A/AN-R2-RS232 | 10,000 Ohm Thermistor (Type III), Room (R2), Comm Stereo Jack (3.5mm) | 40
147283 | A/AN-R2S-RS232-A03-G5 | 10,000 Ohm Thermistor (Type III), Room (R2), Setpoint 0 to 10K Ohms, Blue/Red (R2 Enclosure) Sticker | 55
147284 | A/AN-R2SO-A03-G5 | 10,000 Ohm Thermistor (Type III), Room (R2), Setpoint 0 to 10K Ohms, Override, BLUE/RED Sticker | 50
147285 | A/20K-RS-A03-C5 | 20,000 Ohm Thermistor, Room (R), Setpoint 0 to 10K Ohms, Cool/Warm Sticker | 35
147286 | A/20K-R2O | 20,000 Ohm Thermistor, Room (R2), Override | 35
147287 | A/20K-RSO-A03-C5 | 20,000 Ohm Thermistor, Room (R), Setpoint 0 to 10K Ohms, Override, Cool/Warm Sticker | 50
147289 | A/20K-R2S-A03-C5 | 20,000 Ohm Thermistor, Room (R2), Setpoint 0-10K Ohms, Cool/Warm Sticker | 35
147290 | A/20K-R2SO-A03-C5 | 20,000 Ohm Thermistor, Room (R2), Setpoint 0 to 10K Ohms, Override, Cool/Warm Sticker | 50
147291 | A/20K-RO | 20,000 Ohm Thermistor, Room (R), Override | 35
147292 | A/20K-R2SO-A03-G5 | 20,000 Ohm Thermistor, Room (R2), Setpoint 0 to 10K Ohms, Override, BLUE/RED Sticker | 50
147293 | A/20K-RS-A03-C5 | 20,000 Ohm Thermistor, Room (R), Setpoint 0 to 10 Ohms, Cool/Warm Sticker | 35
147294 | A/3K-RO | 3,000 Ohm Thermistor, Room (R), Override | 35
147295 | A/3K-R2O | 3,000 Ohm Thermistor, Room (R2), Override | 35
147296 | A/1K-NI-R2S-A09-C5 | 1,000 Ohm Nickel RTD, Room (R2), Setpoint 0 to 2K Ohms, Cool/Warm Sticker | 35
147297 | A/1K-NI-R2SO-A09-C5 | 1,000 Ohm Nickel RTD, Room (R2), Setpoint 0 to 2K Ohms, Override, Cool/Warm Sticker | 50
147298 | A/TT100-HT-D-18"-2-GD | Transmitter w/ 1,000 Ohm RTD, High Temperature Duct, 18" 316SS, Galvanized Enclosure, 2-10VDC Output | 332
147299 | A/20K-RS-A24-C5 | 20,000 Ohm Thermistor, Room (R), Setpoint 9.5K to 1K, Cool/Warm Sticker | 35
147300 | A/3K-RSO-A07-C5 | 3,000 Ohm Thermistor, Room (R), Setpoint 10 to 30K Ohms, Override, Cool/Warm Sticker | 50
147301 | A/3K-R2S-A07-C5 | 3,000 Ohm Thermistor, Room (R2), Setpoint 10K to 30K Ohms, Cool/Warm Sticker | 35
147302 | A/3K-RS-A07-C5 | 3,000 Ohm Thermistor, Room (R), Setpoint 10K to 30K Ohms, Cool/Warm Sticker | 35
147303 | A/1K-NI-R2O | 1,000 Ohm Nickel RTD, Room (R2), Override | 53
147304 | A/1K-NI-RSO-A09-C5 | 1,000 Ohm Nickel RTD, Room (R), Setpoint 0 to 2K Ohms, Override, Cool/Warm Sticker | 68
147305 | A/10KS-R2SO-A26-C5 | 10,000 Ohm Thermistor, Room (R2), Setpoint 886 to 1266, Override, Cool/Warm Sticker | 50
147309 | A/10KS-RO | A/10KS-RO | 35
147310 | A/1K-2W-R2S-A10-C5 | 1,000 Ohm (Two Wires) RTD, Room (R2), Setpoint 0 to 1K Ohms, Cool/Warm Sticker | 53
147311 | A/1K-2W-RS-RJ6-A09-C5 | 1,000 Ohm (Two Wires) RTD, Room (R), Setpoint 0 to 2K Ohms, Comm Jack (6 Pin/6 Conductor) Cool/Warm Sticker | 73
147312 | A/1K-2W-RSO-RJ6-A09-C5 | 1,000 Ohm (Two Wires) RTD, Room (R), Setpoint 0 to 2K Ohms, Override, Comm Jack (6 Pin/6 Conductor) Cool/Warm Sticker | 88
147313 | A/1K-2W-R2SO-A09-G5 | 1,000 Ohm (Two Wires) RTD, Room (R2), Setpoint 0 to 2K Ohms, Override, BLUE/RED Sticker | 68
147314 | A/AN-BC-R2O | 10,000 Ohm Thermistor w/11K Shunt, Room (R2), Override | 35
147316 | A/AN-BC-RSO-A03-B4 | 10,000 Ohm Thermistor w/11K Shunt, Room (R), Setpoint 0 to 10K Ohms, Override, 55-85 Sticker | 50
147317 | A/AN-BC-RSO-RJ6-A03-C5 | 10,000 Ohm Thermistor w/11K Shunt, Room (R), Setpoint 0 to 10K Ohms, Override, Comm Jack (6 Pin/6 Conductor), Cool/Warm Sticker | 70
147319 | A/CSI-RSO-RS232-A29-C5 | 10,000 Ohm (CSI) Thermistor, Room (R), Setpoint 7.87K to 27.8K Ohms, Override, Comm Stereo Jack (3.5mm), Cool/Warm Sticker | 70
147320 | A/CSI-RSO-RS232-A29-C5 | 10,000 Ohm (CSI) Thermistor, Room (R), Setpoint 7.87K to 27.8K Ohms, Override, Comm Stereo Jack (3.5mm), Cool/Warm Sticker | 50
147324 | A/20K-S10-PB | 20,000 Ohm Thermistor (Type II), Strap On, 10" Strap, Plastic Enclosure | 56
147328 | A/GLA 250ML | Glass Bead Filled Bottle (250 ML) | 34
147329 | A/DLP-D10-W-B-D-A-3-A-0P-S | Differential Low Pressure, 0.10 inWC, Bidirectional, 0.50% Accuracy, w/ Pitot Tube and Din Rail, 4-20mA Output, No Nist, Standard | 345
147330 | A/DLP-001-W-B-D-A-0-B-0P-S | Differential Low Pressure, 1 inWC, Bidirectional, 0.50% Accuracy, No Pitot Tube, 0-5VDC Output, No Nist, Standard | 311
147331 | A/DLP-001-W-B-D-B-0-A-0P-S | Differential Low Pressure, 1 inWC, Bidirectional, LCD, 0.25% Accuracy, No Pitot Tube, 4-20mA Output, No Nist, Standard | 350
147332 | A/DLP-001-W-B-D-B-0-A-3P-S | Differential Low Pressure, 1 inWC, Bidirectional, LCD, 0.25% Accuracy, No Pitot Tube, 4-20mA Output, 3 Point Nist, Standard | 400
147333 | A/DLP-001-W-B-D-B-0-C-0P-S | Differential Low Pressure, 1 inWC, Bidirectional, LCD, 0.25% Accuracy, No Pitot Tube, 0-10VDC Output, No Nist, Standard | 350
147334 | A/DLP-001-W-B-D-B-0-C-5P-S | Differential Low Pressure, 1 inWC, Bidirectional, LCD, 0.25% Accuracy, No Pitot Tube, 0-10VDC Output, 5 Point Nist, Standard | 425
147335 | A/DLP-001-W-B-N-A-0-C-0P-S | Differential Low Pressure, 1 inWC, Bidirectional, No Display, 0.50% Accuracy, 0 Pitot Tube, 0-10VDC Output, No Nist, Standard | 251
147336 | A/DLP-001-W-B-N-B-0-A-0P-S | Differential Low Pressure, 1 inWC, Bidirectional, No Display, 0.25% Accuracy, No Pitot Tube, 4-20mA Output, No Nist, Standard | 290
147337 | A/DLP-001-W-B-N-B-0-C-0P-S | Differential Low Pressure, 1 inWC, Bidirectional, No Display, 0.25% Accuracy, No Pitot Tube, 0-10VDC Output, No Nist, Standard | 290
147338 | A/DLP-001-W-B-N-B-1-A-0P-S | Differential Low Pressure, 1 inWC, Bidirectional, No Display, 0.25% Accuracy, w/ Pitot Tube, 4-20mA Output, No Nist, Standard | 314
147339 | A/DLP-001-W-U-N-B-0-A-0P-S | Differential Low Pressure, 1 inWC, Unidirectional, No Display, 0.25% Accuracy, No Pitot Tube, 4-20mA Output, No Nist, Standard | 290
147340 | A/DLP-001-W-U-D-B-0-A-0P-S | Differential Low Pressure, 1 inWC, Unidirectional, LCD, 0.25% Accuracy, No Pitot Tube, 4-20mA Output, No Nist, Standard | 350
147341 | A/DLP-001-W-U-D-B-0-B-0P-S | Differential Low Pressure, 1 inWC, Unidirectional, LCD< 0.25% Accuracy, No Pitot Tube, 0-5VDC Output, No Nist, Standard | 350
147342 | A/DLP-001-W-U-D-B-0-C-0P-S | Differential Low Pressure, 1 inWC, Unidirectional, LCD, 0.25% Accuracy, No Pitot Tube, 0-10VDC Output, No Nist, Standard | 350
147343 | A/DLP-001-W-U-D-B-1-C-0P-S | Differential Low Pressure, 1 inWC, Unidirectional, LCD, 0.25% Accuracy, w/ Pitot Tube, 0-10VDC Output, No Nist, Standard | 374
147344 | A/DLP-001-W-U-N-A-0-C-0P-S | Differential Low Pressure, 1 inWC, Unidirectional, No Display, 0.50% Accuracy, No Pitot Tube, 0-10VDC Output, No Nist, Standard | 251
147345 | A/DLP-001-W-U-N-A-0-C-0P-S | Differential Low Pressure, 1 inWC, Unidirectional, No Display, 0.50% Accuracy, No Pitot Tube, 0-10VDC Output, No Nist, Standard | 251
147346 | A/WPR2-100-M10 | Wet Differential Pressure, 0-10, 0-25, 0-50, 0-100 PSID (Default), 10' Metal Clad Cables, Outputs: 0-10 VDC (Default), 0-5 VDC, 4-20mA (Selectable) | 935
147347 | A/WPR2-100-M10-LCD | Wet Differential Pressure, 0-10, 0-25, 0-50, 0-100 PSID (Default), 10' Metal Clad Cables, LCD, Outputs: 0-10 VDC (Default), 0-5 VDC, 4-20mA (Selectable) | 1085
147348 | A/WPR2-100-M20 | Wet Differential Pressure, 0-10, 0-25, 0-50, 0-100 PSID (Default), 20' Metal Clad Cables, Outputs: 0-10 VDC (Default), 0-5 VDC, 4-20mA (Selectable) | 1100
147349 | A/WPR2-100-M20-LCD | Wet Differential Pressure, 0-10, 0-25, 0-50, 0-100 PSID (Default), 20' Metal Clad Cables, LCD, Outputs: 0-10 VDC (Default), 0-5 VDC, 4-20mA (Selectable) | 1250
147350 | A/WPR2-100-M40 | Wet Differential Pressure, 0-10, 0-25, 0-50, 0-100 PSID (Default), 40' Metal Clad Cables, Outputs: 0-10 VDC (Default), 0-5 VDC, 4-20mA (Selectable) | 1360
147351 | A/WPR2-100-M40-LCD | Wet Differential Pressure, 0-10, 0-25, 0-50, 0-100 PSID (Default), 40' Metal Clad Cables, LCD, Outputs: 0-10 VDC (Default), 0-5 VDC, 4-20mA (Selectable) | 1510
147352 | A/WPR2-300-M10 | Wet Differential Pressure, 0-30, 0-75, 0-150, 0-300 PSID (Default), 10' Metal Clad Cables, Outputs: 0-10 VDC (Default), 0-5 VDC, 4-20mA (Selectable) | 935
147353 | A/WPR2-300-M10-LCD | Wet Differential Pressure, 0-30, 0-75, 0-150, 0-300 PSID (Default), 10' Metal Clad Cables, LCD, Outputs: 0-10 VDC (Default), 0-5 VDC, 4-20mA (Selectable) | 1085
147354 | A/WPR2-300-M20 | Wet Differential Pressure, 0-30, 0-75, 0-150, 0-300 PSID (Default), 20' Metal Clad Cables, Outputs: 0-10 VDC (Default), 0-5 VDC, 4-20mA (Selectable) | 1100
147355 | A/WPR2-300-M20-LCD | Wet Differential Pressure, 0-30, 0-75, 0-150, 0-300 PSID (Default), 20' Metal Clad Cables, LCD, Outputs: 0-10 VDC (Default), 0-5 VDC, 4-20mA (Selectable) | 1250
147356 | A/WPR2-300-M40-LCD | Wet Differential Pressure, 0-30, 0-75, 0-150, 0-300 PSID (Default), 40' Metal Clad Cables, LCD, Outputs: 0-10 VDC (Default), 0-5 VDC, 4-20mA (Selectable) | 1510
147357 | A/WPR2-30-M10 | Wet Differential Pressure, 0-3, 0-7.5, 0-15, 0-30 PSID (Default), 10' Metal Clad Cables, Outputs: 0-10 VDC (Default), 0-5 VDC, 4-20mA (Selectable) | 935
147358 | A/WPR2-30-M10-LCD | Wet Differential Pressure, 0-3, 0-7.5, 0-15, 0-30 PSID (Default), 10' Metl Clad Cables, LCD, Outputs: 0-10 VDC (Default), 0-5 VDC, 4-20mA (Selectable) | 1085
147359 | A/WPR2-30-M20 | Wet Differential Pressure, 0-3, 0-7.5, 0-15, 0-30 PSID (Default), 20' Metal Clad Cables, Outputs: 0-10 VDC (Default), 0-5 VDC, 4-20mA (Selectable) | 1100
147360 | A/WPR2-30-M20-LCD | Wet Differential Pressure, 0-3, 0-7.5, 0-15, 0-30 PSID (Default), 20' Metal Clad Cables, LCD, Outputs: 0-10 VDC (Default), 0-5 VDC, 4-20mA (Selectable) | 1250
147361 | A/WPR2-30-M40-LCD | Wet Differential Pressure, 0-3, 0-7.5, 0-15, 0-30 PSID (Default), 40' Metal Clad Cables, LCD, Outputs: 0-10 VDC (Default), 0-5 VDC, 4-20mA (Selectable) | 1510
147362 | A/DLP-001-W-U-N-B-0-A-0P-S | Differential Low Pressure, 1 inWC, Unidirectional, No Display, 0.25% Accuracy, No Pitot Tube, 4-20mA Output, No Nist, Standard | 290
147363 | A/WPR2-300-40 | Wet Differential Pressure, 0-30, 0-75, 0-150, 0-300 PSID (Default), 40' Cables, Outputs: 0-10 VDC (Default), 0-5 VDC, 4-20mA (Selectable) | 800
147364 | A/WPR2-300-M40 | Wet Differential Pressure, 0-30, 0-75, 0-150, 0-300 PSID (Default), 40' Metal Clad Cables, Outputs: 0-10 VDC (Default), 0-5 VDC, 4-20mA (Selectable) | 1360
147365 | A/DLP-001-W-U-N-B-0-C-0P-S | Differential Low Pressure, 1 inWC, Unidirectional, No Display, 0.25% Accuracy, No Pitot Tube, 0-10VDC Output, No Nist, Standard | 290
147366 | A/DLP-002-W-B-D-B-0-A-0P-S | Differential Low Pressure, 2 inWC, Bidirectional, LCD, 0.25% Accuracy, No Pitot Tube, 4-20mA Output, No Nist, Standard | 350
147367 | A/DLP-002-W-B-D-B-0-C-0P-S | Differential Low Pressure, 2 inWC, Bidirectional, LCD, 0.25% Accuracy, No Pitot Tube, 0-10VDC Output, No Nist, Standard | 350
147368 | A/DLP-002-W-B-D-B-0-C-5P-S | Differential Low Pressure, 2 inWC, Bidirectional, LCD, 0.25% Accuracy, No Pitot Tube, 0-10VDC Output, 5 Point Nist, Standard | 425
147369 | A/DLP-002-W-B-N-B-2-A-5P-S | Differential Low Pressure, 2 inWC, Bidirectional, No Display, 0.25% Accuracy, w/ Din Rail, 4-20mA Output, 5 Point Nist, Standard | 375
147370 | A/WPR2-30-40 | Wet Differential Pressure, 0-3, 0-7.5, 0-15, 0-30 PSID (Default), 40' Cables, Outputs: 0-10 VDC (Default), 0-5 VDC, 4-20mA (Selectable) | 800
147371 | A/DLP-002-W-U-D-A-0-A-0P-S | Differential Low Pressure. 2 inWC, Unidirectional, LCD, 0.50% Accuracy, No Pitot Tube, 4-20mA Output, No Nist, Standard | 311
147372 | A/WPR2-30-M40 | Wet Differential Pressure, 0-3, 0-7.5, 0-15, 0-30 PSID (Default), 40' Metal Clad Cables, Outputs: 0-10 VDC (Default), 0-5 VDC, 4-20mA (Selectable) | 1360
147373 | A/DLP-002-W-U-D-A-0-C-0P-S | Differential Low Pressure, 2 inWC, Unidirectional, LCD, 0.50% Accuracy, No Pitot Tube, 0-10VDC Output, No Nist, Standard | 311
147374 | A/DLP-002-W-U-D-B-0-A-0P-S | Differential Low Pressure, 2 inWC, Unidirectional, LCD, 0.25% Accuracy, No Pitot Tube, 4-20mA Output, No Nist, Standard | 350
147375 | A/DLP-002-W-U-D-B-0-A-3P-S | Differential Low Pressure, 2 inWC, Unidirectional, LCD, 0.25% Accuracy, No Pitot Tube, 4-20mA Output, 3 Point Nist, Standard | 400
147376 | A/DLP-002-W-U-D-B-0-B-0P-S | Differential Low Pressure, 2 inWC, Unidirectional, LCD, 0.25% Accuracy, No Pitot Tube, 0-5VDC Output, No Nist, Standard | 350
147377 | A/DLP-002-W-U-N-B-0-A-0P-S | Differential Low Pressure, 2 inWC, Unidirectional, No Display, 0.25% Accuracy, No Pitot Tube, 4-20mA Output, No Nist, Standard | 290
147379 | A/DLP-002-W-U-N-B-0-B-5P-S | Differential Low Pressure, 2 inWC, Unidirectional, No Display, 0.25% Accuracy, No Pitot Tube, 0-50VDC Output, 5 Point Nist, Standard | 365
147380 | A/DLP-002-W-U-N-B-0-C-0P-S | Differential Low Pressure, 2 inWC, Unidirectional, No Display, 0.25% Accuracy, No Pitot Tube, 0-10VDC Output, No Nist, Standard | 290
147381 | A/DLP-002-W-U-N-B-1-A-0P-S | Differential Low Pressure, 2 inWC, Unidirectional, No Display, 0.25% Accuracy, w/ Pitot Tube, 4-20mA Output, No Nist, Standard | 314
147382 | A/DLP-003-W-B-D-A-0-A-3P-S | Differential Low Pressure, 3 inWC, Bidirectional, LCD, 0.50% Accuracy, No Pitot Tube, 4-20mA Output, 3 Point Nist, Standard | 361
147383 | A/DLP-003-W-B-D-B-0-C-5P-S | Differential Low Pressure, 3 inWC, Bidirectional, LCD, 0.25% Accuracy, No Pitot Tube, 0-10VDC Output, 5 Point Nist, Standard | 425
147384 | A/DLP-003-W-B-D-B-3-B-0P-S | Differential Low Pressure, 3 inWC, Bidirectional, LCD, 0.25% Accuracy, w/ Pitot Tube and Din Rail, 0-5VDC Output, No Nist, Standard | 384
147385 | A/DLP-003-W-U-D-A-0-A-0P-S | Differential Low Pressure, 3 inWC, Unidirectional, LCD, 0.50% Accuracy, No Pitot Tube, 4-20mA Output, No Nist, Standard | 311
147386 | A/DLP-003-W-U-D-B-0-A-0P-S | Differential Low Pressure, 3 inWC, Unidirectional, LCD, 0.25% Accuracy, No Pitot Tube, 4-20mA Output, No Nist, Standard | 350
147387 | A/DLP-003-W-U-D-B-0-C-0P-S | Differential Low Pressure, 3 inWC, Unidirectional, LCD, 0.25% Accuracy, No Pitot Tube, 0-10VDC Output, No Nist, Standard | 350
147388 | A/DLP-003-W-U-D-B-1-C-3P-S | Differential Low Pressure, 3 inWC, Unidirectional, LCD, 0.25% Accuracy, w/ Pitot Tube, 0-10VDC Output, 3 Point Nist, Standard | 424
147389 | A/DLP-003-W-U-N-B-0-A-0P-S | Differential Low Pressure, 3 inWC, Unidirectional, No Display, 0.25% Accuracy, No Pitot Tube, 4-20mA Output, No Nist, Standard | 290
147390 | A/DLP-003-W-U-N-B-0-B-0P-S | Differential Low Pressure, 3 inWC, Unidirectional, No Display, 0.25% Accuracy, No Pitot Tube, 0-5VDC Output, No Nist, Standard | 290
147391 | A/DLP-003-W-U-N-B-0-C-0P-S | Differential Low Pressure, 3 inWC, Unidirectional, No Display, 0.25% Accuracy, No Pitot Tube, 0-10VDC Output, No Nist, Standard | 290
147392 | A/DLP-004-W-B-D-B-0-A-3P-S | Differential Low Pressure, 4 inWC, Bidirectional, LCD, 0.25% Accuracy, No Pitot Tube, 4-20mA Output, 3 Point Nist, Standard | 400
147393 | A/DLP-004-W-U-N-B-0-A-0P-S | Differential Low Pressure, 4 inWC, Unidirectional, No Display, 0.25% Accuracy, No Pitot Tube, 4-20mA Output, No Nist, Standard | 290
147394 | A/DLP-005-W-B-D-A-1-C-0P-S | Differential Low Pressure, 5 inWC, Bidirectional, LCD, 0.50% Accuracy, w/ Pitot Tube, 0-10VDC Output, No Nist, Standard | 335
147395 | A/DLP-005-W-B-D-B-0-A-0P-S | Differential Low Pressure, 5 inWC, Bidirectional, LCD, 0.25% Accuracy, No Pitot Tube, 4-20mA Output, No Nist, Standard | 350
147396 | A/DLP-005-W-B-D-B-0-A-3P-S | Differential Low Pressure, 5 inWC, Bidirectional, LCD, 0.25% Accuracy, No Pitot Tube, 4-20mA Output, 3 Point Nist, Standard | 400
147397 | A/DLP-005-W-B-D-B-0-B-0P-S | Differential Low Pressure, 5 W, Bidirectional, LCD, 0.25% Accuracy, No Pitot Tube, 0-5VDC Output, No Nist, Standard | 350
147398 | A/DLP-005-W-B-D-B-0-C-5P-S | Differential Low Pressure, 5 inWC, Bidirectional, LCD, 0.25% Accuracy, No Pitot Tube, 0-10VDC Output, 5 Point Nist, Standard | 425
147399 | A/DLP-005-W-B-D-B-1-A-0P-S | Differential Low Pressure, 5 inWC, Bidirectional, LCD, 0.25% Accuracy, w/ Pitot Tube, 4-20mA Output, No Nist, Standard | 374
147400 | A/DLP-005-W-B-N-B-0-A-0P-S | Differential Low Pressure, 5 inWC, Bidirectional, No Display, 0.25% Accuracy, No Pitot Tube, 4-20mA Output, No Nist, Standard | 290
147401 | A/DLP-005-W-B-N-B-1-A-0P-S | Differential Low Pressure, 5 inWC, Bidirectional, No Display, 0.25% Accuracy, w/ Pitot Tube, No Nist, Standard | 314
147402 | A/DLP-005-W-U-D-B-0-A-0P-S | Differential Low Pressure, 5 inWC, Unidirectional, LCD, 0.25% Accuracy, No Pitot Tube, 4-20mA Output, No Nist, Standard | 350
147403 | A/DLP-005-W-U-D-B-0-B-0P-S | Differential Low Pressure, 5 inWC, Unidirectional, LCD< 0.25% Accuracy, No Pitot Tube, 0-5VDC Output, No Nist, Standard | 350
147404 | A/DLP-005-W-U-D-B-1-B-0P-S | Differential Low Pressure, 5 inWC, Unidirectional, LCD, 0.25% Accuracy, w/ Pitot Tube, 0-5VDC Output, No Nist, Standard | 374
147405 | A/DLP-005-W-U-D-B-1-C-0P-S | Differential Low Pressure, 5 inWC, Unidirectional, LCD, 0.25% Accuracy, w/ Pitot Tube, 0-10VDC Output, No Nist, Standard | 374
147406 | A/DLP-005-W-U-N-A-0-A-0P-S | Differential Low Pressure, 5 inWC, Unidirectional, No Display, 0.50% Accuracy, No Pitot Tube, 4-20mA Output, No Nist, Standard | 251
147411 | A/DLP-005-W-U-N-B-0-A-0P-S | Differential Low Pressure, 5 inWC, Unidirectional, No Display, 0.25% Accuracy, No Pitot Tube, 4-20mA Output, No Nist, Standard | 290
147412 | A/DLP-005-W-U-N-B-0-A-3P-S | Differential Low Pressure, 5 inWC, Unidirectional, No Display, 0.25% Accuracy, No Pitot Tube, 4-20mA Output, 3 Point Nist, Standard | 340
147413 | A/DLP-005-W-U-N-B-0-C-0P-S | Differential Low Pressure, 5 inWC, Unidirectional, No Display, 0.25% Accuracy, No Pitot Tube, 0-10VDC Output, No Nist, Standard | 290
147414 | A/DLP-005-W-U-N-B-1-A-0P-S | Differential Low Pressure, 5 inWC, Unidirectional, No Display, 0.25% Accuracy, w/ Pitot Tube, 4-20mA Output, No Nist, Standard | 314
147415 | A/DLP-005-W-U-N-B-1-C-0P-S | Differential Low Pressure, 5 inWC, Unidirectional, No Display, 0.25% Accuracy, w/ Pitot Tube, 0-10VDC Output, No Nist, Standard | 314
147416 | A/DLP-010-W-B-D-B-0-C-0P-S | Differential Low Pressure, 10 inWC, Bidirectional, LCD, No Pitot Tube, 0-10VDC Output, No Nist, Standard | 350
147418 | A/DLP-010-W-B-D-B-0-A-0P-S | Differential Low Pressure, 10 inWC, Bidirectional, LCD, 0.25% Accuracy, No Pitot Tube, 4-20mA Output, No Nist, Standard | 350
147419 | A/AN-BC-BP-10'CL2P | 10,000 Ohm Thermistor w/ 11K Shunt, Bullet Probe, 1", 10' Plenum Cable | 40
147420 | A/CP-D-8"-4X-NIST | 10,000 Ohm Thermistor (Type II), Duct, 8", NEMA 4X Enclosure, NIST Cert | 110
147421 | A/DLP-010-W-B-D-B-2-C-5P-S | Differential Low Pressure, 10 inWC, Bidirectional, LCD, 0.25% Accuracy, w/ Din Rail, 0-10VDC Output, 5 Point Nist, Standard | 435
147422 | A/DLP-010-W-B-D-B-3-A-5P-S | Differential Low Pressure, 10 inWC, Bidirectional, LCD, 0.25% Accuracy, w/ Pitot Tube and Din Rail, 4-20mA Output, 5 Point Nist, Standard | 459
147423 | A/DLP-010-W-B-D-B-3-C-3P-S | Differential Low Pressure, 10 inWC, Bidirectional, LCD, 0.25% Accuracy, W/ Pitot Tube and Din Rail, 0-10VDC Output, 3 Point Nist, Standard | 434
147424 | A/DLP-010-W-B-N-A-0-C-0P-S | Differential Low Pressure, 10 inWC, Bidirectional, No Display, 0.50% Accuracy, No Pitot Tube, 0-10VDC Output, No Nist, Standard | 251
147427 | A/DLP-010-W-B-N-B-0-A-0P-S | Differential Low Pressure, 10 inWC, Bidirectional, No Display, 0.25% Accuracy, No Pitot Tube, 4-20mA Output, No Nist, Standard | 290
147429 | A/DLP-010-W-B-N-B-1-B-0P-S | Differential Low Pressure, 10 inWC, Bidirectional, No Display, 0.25% Accuracy, w/ Pitot Tube, 0-5VDC Output, No Nist, Standard | 314
147430 | A/DLP-010-W-U-D-A-0-A-0P-S | Differential Low Pressure, 10 inWC, Unidirectional, LCD, 0.50% Accuracy, No Pitot Tube, 4-20mA Output, No Nist, Standard | 311
147431 | A/DLP-010-W-U-D-A-0-C-0P-S | Differential Low Pressure, 10 inWC, Unidirectional, LCD, 0.50% Accuracy, No Pitot Tube, 0-10VDC Output, No Nist, Standard | 311
147432 | A/DLP-010-W-U-D-B-0-A-3P-S | Differential Low Pressure, 10 inWC, Unidirectional, LCD, 0.25% Accuracy, No Pitot Tube, 4-20mA Output, 3 Point Nist, Standard | 400
147433 | A/DLP-010-W-U-D-B-0-C-0P-S | Differential Low Pressure, 10 inWC, Unidirectional, LCD, 0.25% Accuracy, No Pitot Tube, 0-10VDC Output, No Nist, Standard | 350
147434 | A/DLP-010-W-U-D-B-1-A-5P-S | Differential Low Pressure, 10 inWC, Unidirectional, LCD, 0.25% Accuracy, w/ Pitot Tube, 4-20mA Output, 5 Point Nist, Standard | 449
147435 | TUC2-10-F3-1J-C0-C-X-X-X | 0-10VDC Output, Setpoint, w/ Override, LCD | 235
147436 | A/DLP-010-W-U-D-B-1-C-0P-S | Differential Low Pressure, 10 inWC, Unidirectional, LCD, 0.25% Accuracy, w/ Pitot Tube, 0-10VDC Output, No Nist, Standard | 374
147437 | A/DLP-010-W-U-N-A-0-B-0P-S | Differential Low Pressure, 10 inWC, Unidirectional, No Display, 0.50% Accuracy, No Pitot Tube, 0-5VDC Output, No Nist, Standard | 251
147438 | TUCH2-16F2XXXXXX-316XXXXXX | LCD, RH5%, DEG F | 450
147439 | A/DLP-010-W-U-N-A-0-C-0P-S | Differential Low Pressure, 10 inWC, Unidirectional, No Display, 0.50% Accuracy, No Pitot Tube, 0-10VDC Output, No Nist, Standard | 251
147440 | A/DLP-010-W-U-N-A-3-A-3P-S | Differential Low Pressure, 10 inWC, Unidirectional, No Display, 0.50% Accuracy, w/ Pitot Tube and Din Rail, 4-20mA Output, 3 Point Nist, Standard | 335
147441 | A/DLP-010-W-U-N-B-0-A-0P-S | Differential Low Pressure, 10 inWC, Unidirectional, No Display, 0.25% Accuracy, No Pitot Tube, 4-20mA Output, No Nist, Standard | 290
147442 | A/DLP-010-W-U-N-B-0-C-0P-S | Differential Low Pressure, 10 inWC, Unidirectional, No Display, 0.25% Accuracy, No Pitot Tube, 0-10VDC Output, No Nist, Standard | 290
147443 | A/DLP-010-W-U-N-B-1-A-0P-S | Differential Low Pressure, 10 inWC, Unidirectional, No Display, 0.25% Accuracy, w/ Pitot Tube, 4-20mA Output, No Nist, Standard | 314
147444 | A/DLP-010-W-U-N-B-1-C-0P-S | Differential Low Pressure, 10 inWC, Unidirectional, No Display, 0.25% Accuracy, w/ Pitot Tube, 0-10VDC Output, No Nist, Standard | 314
147445 | A/DLP-010-W-U-N-B-3-C-3P-S | Differential Low Pressure, 10 inWC, Unidirectional, No Display, 0.25% Accuracy, w/ Pitot Tube and Din Rail, 0-10VDC Output, 3 Point Nist, Standard | 374
147446 | A/DLP-015-W-U-D-B-0-A-0P-S | Differential Low Pressure, 15 inWC, Unidirectional, LCD, 0.25% Accuracy, No Pitot Tube, 4-20mA Output, No Nist, Standard | 350
147447 | A/DLP-015-W-U-D-B-0-B-0P-S | Differential Low Pressure, 15 inWC, Unidirectional, LCD, 0.25% Accuracy, No Pitot Tube, 0-5VDC Output, No Nist, Standard | 350
147448 | A/DLP-015-W-U-N-B-0-A-0P-S | Differential Low Pressure, 15 inWC, Unidirectional, No Display, 0.25% Accuracy, No Pitot Tube, 4-20mA Output, No Nist, Standard | 290
147449 | A/DLP-015-W-U-N-B-0-C-0P-S | Differential Low Pressure, 15 inWC, Unidirectional, No Display, 0.25% Accuracy, No Pitot Tube, 0-10VDC Output, No Nist, Standard | 290
147450 | A/DLP-020-W-U-D-B-0-C-0P-S | Differential Low Pressure, 20 inWC, Unidirectional, LCD, 0.25% Accuracy, No Pitot Tube, 0-10VDC Output, No Nist, Standard | 350
147451 | A/DLP-025-P-B-D-A-0-C-3P-S | Differential Low Pressure, 25 Pascals, Bidirectional, LCD, 0.50% Accuracy, No Pitot Tube, 0-10VDC Output, 3 Point Nist, Standard | 361
147454 | A/DLP-025-W-U-D-B-0-A-0P-S | Differential Low Pressure, 25 inWC, Unidirectional, LCD, 0.25% Accuracy, No Pitot Tube, 4-20mA Output, No Nist, Standard | 350
147455 | A/DLP-025-W-U-N-B-0-A-0P-S | Differential Low Pressure, 25 inWC, Unidirectional, No Display, 0.25% Accuracy, No Pitot Tube, 4-20mA Output, No Nist, Standard | 290
147456 | A/DLP-040-W-U-D-A-0-B-0P-S | Differential Low Pressure, 40 inWC, Unidirectional, LCD, 0.50% Accuracy, No Pitot Tube, 0-5VDC Output, No Nist, Standard | 311
147457 | A/DLP-040-W-U-D-B-0-B-0P-S | Differential Low Pressure, 40 inWC, Unidirectional, LCD, 0.25% Accuracy, No Pitot Tube, 0-5VDC Output, No Nist, Standard | 350
147458 | A/DLP-040-W-U-N-A-3-C-0P-S | Differential Low Pressure, 40 inWC, Unidirectional, No Display, 0.50% Accuracy, w/ Pitot Tube and Din Rail, 0-10VDC Output, No Nist, Standard | 285
147459 | A/DLP-040-W-U-N-B-0-A-0P-S | Differential Low Pressure, 40 inWC, Unidirectional, No Display, 0.25% Accuracy, No Pitot Tube, 4-20mA Output, No Nist, Standard | 290
147460 | A/DLP-040-W-U-N-B-0-B-0P-S | Differential Low Pressure, 40 inWC, Unidirectional, No Display, 0.25% Accuracy, No Pitot Tube, 0-5VDC Output, No Nist, Standard | 290
147461 | A/DLP-050-P-B-D-B-0-C-3P-S | Differential Low Pressure, 50 Pascals, Bidirectional, LCD, 0.25% Accuracy, No Pitot Tube, 0-10VDC Output, 3 Point Nist, Standard | 400
147462 | A/DLP-050-P-B-D-B-2-C-0P-S | Differential Low Pressure, 50 Pascals, Bidirectional, LCD, 0.25% Accuracy, w/ Din Rail, 0-10VDC Output, No Nist, Standard | 360
147463 | A/DLP-050-P-B-N-B-3-C-0P-S | Differential Low Pressure, 50 Pascals, Bidirectional, No Display, 0.25% Accuracy, w/ Pitot Tube and Din Rail, 0-10VDC Output, No Nist, Standard | 324
147464 | A/DLP-125-P-B-D-B-0-C-0P-S | Differential Low Pressure, 125 Pascals, Bidirectional, LCD, 0.25% Accuracy, No Pitot Tube, 0-10VDC Output, No Nist, Standard | 350
147465 | A/DLP-125-P-U-D-B-0-A-0P-S | Differential Low Pressure, 125 Pascals, Unidirectional, LCD, 0.25% Accuracy, No Pitot Tube, 4-20mA Output, No Nist, Standard | 350
147466 | A/DLP-1K0-P-B-D-B-3-A-0P-S | Differential Low Pressure, 1000 Pascals, Bidirectional, LCD, 0.25% Accuracy, w/ Pitot Tube and Din Rail, 4-20mA Output, No Nist, Standard | 384
147467 | A/DLP-1K0-P-U-D-B-2-C-0P-S | Differential Low Pressure, 1000 Pascals, Unidirectional, LCD, 0.25% Accuracy, w/ Din Rail, 0-10VDC Output, No Nist, Standard | 360
147468 | A/DLP-1K2-P-B-D-B-3-A-0P-S | Differential Low Pressure, 1,250 Pascals, Bidirectional, LCD, 0.25% Accuracy, w/ Pitot Tube and Din Rail, 4-20mA Output, No Nist, Standard | 384
147469 | A/DLP-250-P-U-D-B-0-A-0P-S | Differential Low Pressure, 250 Pascals, Unidirectional, LCD, 0.25% Accuracy, No Pitot Tube, 4-20mA Output, No Nist, Standard | 350
147470 | A/DLP-2D5-W-B-D-B-1-B-3P-S | Differential Low Pressure, 2.5 inWC, Bidirectional, LCD, 0.25% Accuracy, w/ Pitot Tube, 0-5VDC Output, 3 Point Nist, Standard | 424
147471 | A/DLP-2D5-W-B-N-B-1-C-3P-S | Differential Low Pressure, 2.5 inWC, Bidirectional, No Display, 0.25% Accuracy, w/ Pitot Tube, 0-10VDC Output, 3 Point Nist, Standard | 364
147472 | A/DLP-2D5-W-U-D-B-3-C-0P-S | Differential Low Pressure, 2.5 inWC, Unidirectional, LCD, 0.25% Accuracy, w/ Pitot Tube and Din Rail, 0-10VDC Output, No Nist, Standard | 384
147473 | A/DLP-2D5-W-U-N-B-1-C-3P-S | Differential Low Pressure, 2.5 inWC, Unidirectional, No Display, 0.25% Accuracy, w/ Pitot Tube, 0-10VDC Output, 3 Point Nist, Standard | 364
147474 | A/DLP-2K5-P-B-D-B-3-A-0P-S | Differential Low Pressure, 2500 Pascals, Bidirectional, LCD, 0.25% Accuracy, w/ Pitot Tube and Din Rail, 4-20mA Output, No Nist, Standard | 384
147475 | A/DLP-300-P-B-D-B-3-A-0P-S | Differential Low Pressure, 300 Pascals, Bidirectional, LCD, 0.25% Accuracy, w/ Pitot Tube and Din Rail, 4-20mA Output, No Nist, Standard | 384
147476 | A/DLP-500-P-U-D-B-3-C-0P-S | Differential Low Pressure, 500 Pascals, Unidirectional, LCD, 0.25% Accuracy, w/ Pitot Tube and Din Rail, 0-10VDC Output, No Nist, Standard | 384
147477 | A/DLP-750-P-B-N-B-3-A-0P-S | Differential Low Pressure, 750 Pascals, Bidirectional, No Display, 0.25% Accuracy, w/ Pitot Tube and Din Rail, 4-20mA Output, No Nist, Standard | 324
147478 | A/CP-S10-PB-NIST | 10,000 Ohm Thermistor (Type II), Strap On, 10" Strap, Plastic Enclosure, NIST cert | 106
147480 | A/DLP-D10-W-B-D-A-0-A-3P-S | DIfferential Low Pressure, 0.10 inWC, Bidirectional, LCD, 0.50% Accuracy, No Pitot Tube, 4-20mA Output, 3 Point Nist, Standard | 361
147481 | A/DLP-D10-W-B-D-A-0-B-0P-S | Differential Low Pressure, 0.10 inWC, Bidirectional, LCD, 0.50% Accuracy, No Pitot Tube, 0-5VDC Output, No Nist, Standard | 311
147482 | A/DLP-D10-W-B-D-A-0-C-0P-S | Differential Low Pressure, 0.10 inWC, Bidirectional, LCD, 0.50% Accuracy, No Pitot Tube, 0-10VDC Output, No Nist, Standard | 311
147483 | A/DLP-D10-W-B-D-A-0-C-3P-S | Differential Low Pressure, 0.10 inWC, Bidirectional, LCD, 0.50% Accuracy, No Pitot Tube, 0-10VDC Output, 3 Point Nist, Standard | 324
147484 | A/DLP-D10-W-B-D-A-2-C-0P-S | Differential Low Pressure, 0.10 inWC, Bidirectional, LCD, 0.50% Accuracy, w/ Din Rail, 0-10VDC Output, No Nist, Standard | 321
147485 | A/DLP-D10-W-B-N-A-0-A-0P-S | Differential Low Pressure, 0.10 inWC, Bidirectional, No Display, 0.50% Accuracy, No Pitot Tube, 4-20mA Output, No Nist, Standard | 251
147486 | A/DLP-D10-W-B-N-A-0-C-0P-S | Differential Low Pressure, 0.10 inWC, Bidirectional, No Display, 0.50% Accuracy, No Pitot Tube, 0-10VDC Output, No Nist, Standard | 251
147487 | A/DLP-D10-W-B-N-A-0-C-3P-S | Differential Low Pressure, 0.10 inWC, Bidirectional, No Display, 0.50% Accuracy, No Pitot Tube, 0-10VDC Output, 3 Point Nist, Standard | 301
147488 | A/DLP-D10-W-B-N-A-1-C-0P-S | Differential Low Pressure, 0.10 inWC, Bidirectional, No Display, 0.50% Accuracy, w/ Pitot Tube, 0-10VDC Output, No Nist, Standard | 275
147489 | A/DLP-D10-W-B-N-A-2-C-0P-S | Differential Low Pressure, 0.10 inWC, Bidirectional, No Display, 0.50% Accuracy, w/ Din Rail, 0-10VDC Output, No Nist, Standard | 261
147490 | A/DLP-D10-W-U-D-A-3-B-0P-S | Differential Low Pressure, 0.10 inWC, Unidirectional, LCD, 0.50% Accuracy, w/ Pitot Tube and Din Rail, 0-5VDC Output, No Nist, Standard | 345
147491 | A/DLP-D10-W-U-D-A-0-A-3P-S | Differential Low Pressure, 0.10 inWC, Unidirectional, LCD, 0.50% Accuracy, No Pitot Tube, 4-20mA Output, 3 Point Nist, Standard | 361
147492 | A/DLP-D10-W-U-D-A-0-B-3P-S | Differential Low Pressure, 0.10 inWC, Unidirectional, LCD, 0.50% Accuracy, No Pitot Tube, 0-5VDC Output, 3 Point Nist, Standard | 361
147493 | A/DLP-D10-W-U-D-A-0-C-3P-S | Differential Low Pressure, 0.10 inWC, Unidirectional, LCD, 0.50% Accuracy, No Pitot Tube, 0-10VDC Output, 3 Point Nist, Standard | 361
147494 | A/DLP-D10-W-U-D-A-0-C-5P-S | Differential Low Pressure, 0.10 inWC, Unidirectional, LCD, 0.50% Accuracy, No Pitot Tube, 0-10VDC Output, 5 Point Nist, Standard | 386
147495 | A/DLP-D10-W-U-D-A-3-A-0P-S | Differential Low Pressure, 0.10 inWC, Unidirectional, LCD, 0.50% Accuracy, w/ Pitot Tube and Din Rail, 4-20mA Output, No Nist, Standard | 345
147497 | A/DLP-D25-W-B-D-A-0-A-0P-S | Differential Low Pressure, 0.25 inWC, Bidirectional, LCD, 0.50% Accuracy, No Pitot Tube, 4-20mA Output, No Nist, Standard | 311
147498 | A/DLP-D25-W-B-D-A-0-C-0P-S | Differential Low Pressure, 0.25 inWC, Bidirectional, LCD, 0.50% Accuracy, No Pitot Tube, 0-10VDC Output, No Nist, Standard | 311
147499 | A/DLP-D25-W-B-D-B-0-A-0P-S | Differential Low Pressure, 0.25 inWC, Bidirectional, LCD, 0.25% Accuracy, No Pitot Tube, 4-20mA Output, No Nist, Standard | 350
147500 | A/DLP-D25-W-B-D-B-0-A-3P-S | Differential Low Pressure, 0.25 inWC, Bidirectional, LCD, 0.25% Accuracy, No Pitot Tube, 4-20mA Output, 3 Point Nist, Standard | 400
147501 | A/DLP-D25-W-B-D-B-0-C-0P-S | Differential Low Pressure, 0.25 inWC, Bidirectional, LCD, 0.25% Accuracy, No Pitot Tube, 0-10VDC Output, No Nist, Standard | 350
147502 | A/DLP-D25-W-B-D-B-0-C-3P-S | Differential Low Pressure, 0.25 inWC, Bidirectional, LCD, 0.25% Accuracy, No Pitot Tube, 0-10VDC Output, 3 Point Nist, Standard | 400
147503 | A/DLP-D25-W-B-D-B-2-A-3P-S | Differential Low Pressure, 0.25 inWC, Bidirectional, LCD, 0.25% Accuracy, w/ Din Rail, 4-20mA Output, 3 Point Nist, Standard | 410
147504 | A/DLP-D25-W-B-D-B-2-C-0P-S | Differential Low Pressure, 0.25 inWC, Bidirectional, LCD, 0.25% Accuracy, w/ Din Rail, 0-10VDC Output, No Nist, Standard | 360
147505 | A/DLP-D25-W-B-N-B-0-A-0P-S | Differential Low Pressure, 0.25 inWC, Bidirectional, No Display, 0.25% Accuracy, No Pitot Tube, 4-20mA Output, No Nist, Standard | 290
147506 | A/DLP-D25-W-B-N-B-0-C-3P-S | Differential Low Pressure, 0.25 inWC, Bidirectional, No Display, 0.25% Accuracy, No Pitot Tube, 0-10VDC Output, 3 Point Nist, Standard | 340
147507 | A/DLP-D25-W-B-N-B-1-C-0P-S | Differential Low Pressure, 0.25 inWC, Bidirectional, No Display, 0.25% Accuracy, w/ Pitot Tube, 0-10VDC Output, No Nist, Standard | 314
147508 | A/DLP-D25-W-B-N-B-1-C-3P-S | Differential Low Pressure, 0.25 inWC, Bidirectional, No Display, 0.25% Accuracy, w/ Pitot Tube, 0-10VDC Output, 3 Point Nist, Standard | 364
147509 | A/DLP-D25-W-B-N-B-3-A-0P-S | Differential Low Pressure, 0.25 inWC, Bidirectional, No Display, 0.25 W, w/ Pitot Tube and Din Rail, 4-20mA Output, No Nist, Standard | 324
147510 | A/DLP-D25-W-U-D-B-0-A-0P-S | Differential Low Pressure, 0.25 inWC, Unidirectional, LCD, 0.25% Accuracy, No Pitot Tube, 4-20mA Output, No Nist, Standard | 350
147511 | A/DLP-D25-W-U-D-B-0-A-5P-S | Differential Low Pressure, 0.25 inWC, Unidirectional, LCD, 0.25% Accuracy, No Pitot Tube, 4-20mA Output, 5 Point Nist, Standard | 425
147512 | A/DLP-D25-W-U-D-B-0-C-0P-S | Differential Low Pressure, 0.25 inWC, Unidirectional, LCD, 0.25% Accuracy, No Pitot Tube, 0-10VDC Output, No Nist, Standard | 350
147513 | A/DLP-D25-W-U-D-B-0-C-5P-S | Differential Low Pressure, 0.25 inWC, Unidirectional, LCD, 0.25% Accuracy, No Pitot Tube, 0-10VDC Output, 5 Point Nist, Standard | 425
147514 | A/DLP-D25-W-U-D-B-2-A-3P-S | Differential Low Pressure, 0.25 inWC, Unidirectional, LCD, 0.25% Accuracy, w/ Din Rail, 4-20mA Output, 3 Point Nist, Standard | 410
147515 | A/DLP-D25-W-U-N-B-0-A-0P-S | Differential Low Pressure, 0.25 inWC, Unidirectional, No Display, 0.25% Accuracy, No Pitot Tube, 4-20mA Output, No Nist, Standard | 290
147516 | A/DLP-D25-W-U-N-B-0-C-0P-S | Differential Low Pressure, 0.25 inWC, Unidirectional, No Display, 0.25% Accuracy, No Pitot Tube, 0-10VDC Output, No Nist, Standard | 290
147517 | A/DLP-D50-W-B-D-B-0-A-0P-S | Differential Low Pressure, 0.50 inWC, Bidirectional, LCD, 0.25% Accuracy, No Pitot Tube, 4-20mA Output, No Nist, Standard | 350
147518 | A/DLP-D50-W-B-D-B-0-A-3P-S | Differential Low Pressure, 0.50 inWC, Bidirectional, LCD, 0.25% Accuracy, No Pitot Tube, 4-20mA Output, 3 Point Nist, Standard | 400
147519 | A/DLP-D50-W-B-D-B-0-C-3P-S | Differential Low Pressure, 0.50 inWC, Bidirectional, LCD, 0.25% Accuracy, No Pitot Tube, 0-10VDC Output, 3 Point Nist, Standard | 400
147520 | A/DLP-D50-W-B-D-B-2-C-0P-S | Differential Low Pressure, 0.50 inWC, Bidirectional, LCD, 0.25% Accuracy, w/ Din Rail, 0-10VDC Output, No Nist, Standard | 360
147521 | A/DLP-D50-W-B-N-B-0-A-0P-S | Differential Low Pressure, 0.50 inWC, Bidirectional, No Display, 0.25% Accuracy, No Pitot Tube, 4-20m A Output, No Nist, Standard | 290
147522 | A/DLP-D50-W-B-N-B-0-C-0P-S | Differential Low Pressure, 0.50 inWC, Bidirectional, No Display, 0.25% Accuracy, No Pitot Tube, 0-10VDC Output, No Nist, Standard | 290
147523 | A/DLP-D50-W-B-N-B-1-A-0P-S | Differential Low Pressure, 0.50 inWC, Bidirectional, No Display, 0.25% Accuracy, w/ Pitot Tube, 4-20mA Output, No Nist, Standard | 314
147524 | A/DLP-D50-W-B-N-B-1-C-0P-S | Differential Low Pressure, 0.50 inWC, Bidirectional, No Display, 0.25% Accuracy, w/ Pitot Tube, 0-10VDC Output, No Nist, Standard | 314
147526 | A/DLP-D50-W-U-N-B-0-A-0P-S | Differential Low Pressure, 0.50 inWC, Unidirectional, No Display, 0.25% Accuracy, No Pitot Tube, 4-20mA Output, No Nist, Standard | 290
147527 | A/DLP-D50-W-U-N-B-0-A-3P-S | Differential Low Pressure, 0.50 inWC, Unidirectional, No Display, 0.25% Accuracy, No Pitot Tube, 4-20mA Output, 3 Point, Standard | 340
147528 | A/DLP-D50-W-U-N-B-0-C-0P-S | Differential Low Pressure, 0.50 inWC, Unidirectional, No Display, 0.25% Accuracy, No Pitot Tube, 0-10VDC Output, No Nist, Standard | 290
147529 | A/DLP-D50-W-U-N-B-1-A-0P-S | Differential Low Pressure, 0.50 inWC, Unidirectional, No Display, 0.25% Accuracy, w/ Pitot Tube, 4-20mA Output, No Nist, Standard | 314
147530 | A/DLP-D50-W-B-N-B-0-C-0P-S | Differential Low Pressure, 0.50 inWC, Bidirectional, No Display, 0.25% Accuracy, No Pitot Tube, 0-10VDC Output, No Nist, Standard | 290
147535 | A/TT100-HT-D-4”-1-GD | Transmitter w/ 100 Ohm RTD, High Temperature Duct, 4", Galvanized Enclosure, 1-5VDC Output | 327
147536 | A/CO2-R2-CP | Carbon Dioxide Sensor, Room, 0-2000 PPM (0-5V, 0-10V, 4-20mA), Temp (10K Type II) | 265
147537 | A/CO2-R2-AN | Carbon Dioxide Sensor, Room, 0-2000 PPM (0-5V, 0-10V, 4-20mA), Temp (10K Type III) | 265
147538 | A/CO2-R2O-AN | Carbon Dioxide Sensor, Room, 0-2000 PPM (0-5V, 0-10V, 4-20mA), Temp 10K (Type III), Override | 280
147539 | A/CO2-R2S-CP-A04-G5 | Carbon Dioxide Sensor, Room, 0-2000 PPM (0-5V, 0-10V, 4-20mA), Temp 10K (Type II), Setpoint (1051.1 to 51.1), Blue/Red Sticker | 280
147540 | A/CO2-R2O-CP | Carbon Dioxide Sensor, Room, 0-2000 PPM, (0-5VDC, 0-10VDC, 4-20mA), Temp 10K (Type II), Override | 280
147541 | A/CO2-R2S-AN-A09-G5 | Carbon Dioxide Sensor, Room, 0-2000 PPM (0-5V, 0-10V, 4-20mA), Temp 10K (Type III), Setpoint (0-2K), Blue/Red Sticker | 280
147542 | A/CO2-R2SO-CP-A03-G5 | Carbon Dioxide Sensor, Room, 0-2000 PPM (0-5V, 0-10V, 4-20mA), Temp 10K (Type II), Setpoint (0-10K), Blue/Red Sticker | 295
147543 | A/CO2-R2S-AN-A02-G5 | Carbon Dioxide Sensor, Room, 0-2000 PPM (0-5V, 0-10V, 4-20mA), Temp 10K (Type III), Setpoint(0 to 20K), Blue/Red Sticker | 280
147544 | A/CO2-R2-20K | Carbon Dioxide Sensor, Room, 0-2000 PPM (0-5V, 0-10V, 4-20mA), Temp (20K) | 265
147545 | A/CO2-R2S-AN-A03-G5 | Carbon Dioxide Sensor, Room, 0-2000 PPM (0-5V, 0-10V, 4-20mA), Temp (10K Type III), Setpoint 0 to 10K, Blue/Red sticker | 280
147546 | A/CO2-R2SO-20K-A24-G5 | Carbon Dioxide Sensor, Room, 0-2000 PPM (0-5V, 0-10V, 4-20mA), Temp (20K), Setpoint (9.5K-1K), Blue/Red Sticker, Override | 295
147547 | A/CO2-R2S-CP-A31-G5 | Carbon Dioxide Sensor, Room, 0-1000 ppm (0-5V,0-10V, 4-20mA), Temp (10K Type II), Setpoint (1K-2K), Blue/Red Sticker | 280
147548 | A/CO2-R2SO-3K-A19-G5 | Carbon Dioxide Sensor, Room, 0-2000 PPM (0-5V, 0-10V, 4-20mA), Temp (3K), Setpoint (10K-20K), Blue/Red Sticker, Override | 295
147549 | A/CO2-R2SO-CP-A02-G5 | Carbon Dioxide Sensor, Room, 0-2000 ppm (0-5V, 0-10V, 4-20mA), Temp (10K Type II), Setpoint (0-20K), Blue/Red Sticker, Override | 295
147550 | A/CO2-R2S-CP-A03-G5 | Carbon Dioxide Sensor, Room, 0-2000 PPM (0-5V, 0-10V, 4-20mA), Temp (10K Type II), Setpoint (0-10K), Blue/Red Sticker | 280
147551 | A/CO2-R2SO-AN-A01-G5 | Carbon Dioxide Sensor, Room, 0-2000 PPM (0-5VC, 0-10V, 4-20mA), Temp (10K type III), Setpoint (0-100K), Blue/Red Sticker, Override | 295
147552 | A/1K-3W-HT-IM-2.5"-GD | 1,000 Ohm (Three Wires) RTD, High Temperature Immersion, 4" 316SS, Galvanized Enclosure | 213
147553 | A/CO2-R2SO-CP-A31-G5 | Carbon Dioxide Sensor, Room, 0-2000 PPM (0-5V, 0-10V, 4-20mA), Temp (10K Type II), Setpoint (1K-2K), Blue/Red Sticker, Override | 295
147554 | A/CP-PM-NIST | 10,000 Ohm Thermistor (Type II), Pipe Mount, Brass, NIST cert | 77.75
147555 | A/RH3-1K-2W-O-4X | Relative Humidity, RH Outputs: 0-5, 0-10 VDC & 4-20mA (Default), Outside Air, ± 3% Accuracy, 1,000 Ohm RTD (Two Wires), NEMA 4X Enclosure | 286.5
147556 | A/CO2-R2SO-AN-A03-G5 | Carbon Dioxide Sensor, Room, 0-2000 PPM (0-5V, 0-10V, 4-20mA), Temp (10K Type III), Setpoint (0-10K), Blue/Red Sticker, Override | 295
147557 | A/CO2-R2SO-AN-A19-G5 | Carbon Dioxide Sensor, Room, 0-2000 PPM (0-5V, 0-10V, 4-20mA), Temp (10K Type III), Setpoint (10K-20K), Blue/Red Sticker, Override | 295
147558 | A/CO2-R2SO-20K-A22-G5 | Carbon Dioxide Sensor, Room, 0-2000 PPM (0-5V, 0-10V, 4-20mA), Temp (20K), Setpoint (1K-9.5K), Blue/Red Sticker, Override | 295
147559 | A/CO2-R2S-20K-A24-G5 | Carbon Dioxide Sensor, Room, 0-2000 PPM (0-5V, 0-10V, 4-20mA), Temp (20K), Setpoint (9.5K-1K), Blue/Red Sticker | 280
147560 | A/CO2-R2S-CP-A11-G5 | Carbon Dioxide Sensor, Room, 0-2000 PPM (0-5V, 0-10V, 4-20mA), Temp (10K Type II), Setpoint (2.05K-3.05K), Blue/Red Sticker | 280
147561 | A/CO2-R2SO-CP-A08-G5 | Carbon Dioxide Sensor, Room, 0-2000 PPM (0-5V, 0-10V, 4-20mA), Temp (10K Type II), Setpoint (1K-11K), Blue/Red Sticker, Override | 295
147562 | A/CO2-R2SO-20K-A14-G5 | Carbon Dioxide Sensor, Room, 0-2000 PPM (0-5V, 0-10V, 4-20mA), Temp (20K), Setpoint (10K-0K), Blue/Red Sticker, Override | 295
147563 | A/CO2-R2SO-20K-A23-G5 | Carbon Dioxide Sensor, Room, 0-2000 PPM (0-5V, 0-10V, 4-20mA), Temp (20K), Setpoint (499-10K), Blue/Red Sticker, Override | 295
147565 | A/CO2-R2SO-CP-A04-G5 | Carbon Dioxide Sensor, Room, 0-2000 PPM (0-5V, 0-10V, 4-20mA), Temp (10K Type II), Setpoint (1K-51.1), Blue/Red Sticker, Override | 295
147566 | A/CO2-R2O-20K | Carbon Dioxide Sensor, Room, 0-2000 PPM (0-5V, 0-10V, 4-20mA), Temp (20K), Override | 280
147567 | A/CO2-R2-3K | Carbon Dioxide Sensor, Room, 0-2000 PPM (0-5V, 0-10V, 4-20mA), Temp (3K) | 265
147568 | A/CO2-R2SO-CP-A01-G5 | Carbon Dioxide Sensor, Room, 0-2000 PPM (0-5V, 0-10V, 4-20mA), Temp (10K Type II), Setpoint (0-100K), Blue/Red Sticker, Override | 295
147569 | A/CO2-R2SO-AN-A20-G5 | Carbon Dioxide Sensor, Room, 0-2000 PPM (0-5V, 0-10V, 4-20mA), Temp (10KType III), Setpoint (6.19K-26.19K), Blue/Red Sticker, Override | 295
147570 | A/CO2-R2-10K-E1 | Carbon Dioxide Sensor, Room, 0-2000 PPM (0-5V, 0-10V, 4-20mA), Temp (10K-E1) | 265
147571 | A/CO2-R2SO-CP-A11-G5 | Carbon Dioxide Sensor, Room, 0-2000 PPM (0-5V, 0-10V, 4-20mA), Temp (10K Type II), Setpoint (2.05K-3.05K), Blue/Red Sticker, Override | 295
147572 | A/CO2-R2SO-CP-A06-G5 | Carbon Dioxide Sensor, Room, 0-2000 PPM (0-5V, 0-10V, 4-20mA), Temp (10K Type II), Setpoint (4.75K-24.75K), Blue/Red Sticker, Override | 295
147573 | A/CO2-R2SO-CP-A10-G5 | Carbon Dioxide Sensor, Room, 0-2000 PPM (0-5V, 0-10V, 4-20mA), Temp (10K Type II), Setpoint (0-1K), Blue/Red Sticker, Override | 295
147574 | A/CO2-R2-10K-E | Carbon Dioxide Sensor, Room, 0-2000 PPM (0-5V, 0-10V, 4-20mA), Temp (10K-E) | 265
147575 | A/CO2-R2SO-CP-A09-G5 | Carbon Dioxide Sensor, Room, 0-2000 PPM (0-5V, 0-10V, 4-20mA), Temp (10K-E) | 295
147577 | A/10KS-PO-4"-NIST | 10,000 Ohm Thermistor, Duct, Without Box, 4", NIST cert | 68.5
147578 | A/CO2-R2S-AN-A01-G5 | Carbon Dioxide Sensor, Room0-2000 PPM (0-5V, 0-10V, 4-20mA), Temp (10K Type III), Setpoint (0-100K), Blue/Red Sticker | 280
147579 | TUCH2-10F21FZTCX-210XXXXXX | LCD, RH3%, SET, O/R, RJ6, DEG F | 450
147580 | A/CO2-R2S-CP-A01-G5 | Carbon Dioxide Sensor, Room0-2000 PPM (0-5V, 0-10V, 4-20mA), Temp (10K Type II), Setpoint (0-100K), Blue/Red Sticker | 280
147581 | A/CO2-R2O | Carbon Dioxide Sensor, Room, 0-2000 PPM (0-5VDC, 0-10VDC, 4-20mA), Override | 270
147582 | A/CO2-R2SO-20K-A23-G5 | Carbon Dioxide Sensor, Room, 0-2000 PPM (0-5V, 0-10V, 4-20mA), Temp (20K), Setpoint (499-10K), Blue/Red Sticker, Override | 295
147583 | A/CO2-R2SO-20K-A10-G5 | Carbon Dioxide Sensor, Room, 0-2000 PPM (0-5V, 0-10V, 4-20mA), Temp (20K), Setpoint (0-1K), Blue/Red Sticker, Override | 295
147584 | A/CO2-R2O-3K | Carbon Dioxide Sensor, Room, 0-2000 PPM (0-5V, 0-10V, 4-20mA), Temp (3K), Override | 280
147585 | A/CO2-R2S-CP-A10-G5 | Carbon Dioxide Sensor, Room, 0-2000 PPM (0-5V, 0-10V, 4-20mA), Temp (10K Type II), Setpoint (0-1K), Blue/Red Sticker | 280
147587 | A/CO2-R2SO-A03-G5 | Carbon Dioxide Sensor, Room, 0-2000 PPM, (0-5V, 0-10V, 4-20mA), Setpoint (0-10K), Blue/Red Sticker, Override | 295
147589 | A/CO2-R2SO-AN-A02-G5 | Carbon Dioxide Sensor, Room, 0-2000 PPM (0-5V, 0-10V, 4-20mA), Temp (10K Type III), Setpoint (0-20K), Blue/Red Sticker, Override | 295
147592 | A/CO2-R2S-CP-A09-G5 | Carbon Dioxide Sensor, Room, 0-2000 PPM (0-5V, 0-10V, 4-20mA), Temp (10K Type II), Setpoint (0-2K), Blue/Red Sticker | 280
147593 | A/CP-DO-4"-NIST | 10,000 Ohm Thermistor (Type II), Duct, Without Box, 4", NIST cert | 74.5
147594 | A/CO2-R2SO-20K-A14-G5 | Carbon Dioxide Sensor, Room, 0-2000 PPM (0-5V, 0-10V, 4-20mA), Temp (20K) Setpoint (0-10K), Blue/Red Sticker, Override | 295
147595 | A/CO2-R2SO-AN-A10-G5 | Carbon Dioxide Sensor, Room, 0-2000 PPM, (0-5V, 0-10V, 4-20mA), Temp (10K Type III), Setpoint (0-1K), Blue/Red Sticker, Override | 295
147596 | A/CO2-R2S-3K-A19-G5 | Carbon Dioxide Sensor, Room, 0-2000 PPM (0-5V, 0-10V, 4-20mA), Temp (3K), Setpoint (10K-20K), Blue/Red Sticker | 280
147597 | TUCH2-1KF1XXXXXX-305XXXXXX | LCD, RH3%, DEG F | 450
147603 | A/RH2-1K-NI-RP2-10'-EH | Relative Humidity, RH Outputs: 0-5, 0-10 VDC & 4-20mA (Default), Remote Probe 10' Plenum Cable, ± 2% Accuracy, 1,000 Ohm Nickel RTD, 10' Cable | 625
147606 | A/RH2-CP-R2S | 1K, 0, RA, 55-85 | 320
147610 | A/100-2W-INW-6"-BB | 100 Ohm (Two Wires) RTD, Immersion, No Well, 6", NEMA 3R Enclosure | 58.5
147613 | A/TTM1K-D-4"-4-EXPL | Transmitter w/ 1,000 Ohm RTD(Nist cert), Hazardous, Duct, 4", 4-20mA Output | 655
147631 | A/3K-R-EXPL | 3,000 Ohm Thermistor, Hazardous, Room, 2" | 525
147634 | A/20K-PM-20'CL2P | 20,000 Ohm Thermistor, Pipe Mount, 20' Plenum Cable | 62
147635 | VOC-R | VOC, Room Mount, 0-1000 ppb,4-20 mA and 0-10 VDC, Modbus RS-485 | 315
147636 | VOC-R-LCD | VOC, Room Mount, 0-1000 ppb, Relay, LCD, 4-20 mA and 0-10 VDC, Modbus RS-485 | 330
147637 | VOC-D | VOC, Duct Mount, 0-1000 ppb, 4-20 mA and 0-10 VDC, Modbus RS-485 | 325
147638 | PM-R | PM2.5, Room Mount, 0-500u g/m3, 4-20 mA and 0-10 VDC, Modbus RS-485 | 315
147639 | PM-R-LCD | PM2.5, Room Mount, 0-500u g/m3, Relay, LCD, 4-20 mA and 0-10 VDC, Modbus RS-485 | 330
147640 | PM-D | PM2.5, Duct Mount, 0-500u g/m3, 4-20 mA and 0-10 VDC, Modbus RS-485 | 325
147642 | A/PS24-5V-S | 5VDC Adjustable Power Supply w/Snap Track | 60
147644 | A/100KS-INW-4"-BB | 100,000 Ohm Thermistor, Immersion, No Well, 4", NEMA 3R Enclosure | 43.5
147645 | A/100KS-INW-6"-BB | 100,000 Ohm Thermistor, Immersion, No Well, 6", NEMA 3R Enclosure | 43.5
147650 | A/RH3-R2S | Relative Humidity, RH Outputs: 0-5, 0-10 VDC & 4-20mA (Default), Room (R2), ± 3% Accuracy, Setpoint, 0-10K, DA, C/W | 250
147653 | A/TB-2.0-XXA | Empty 2 oz Nalgene Bottle, 1 Sensing Point, Mounting Bracket, SS Fitting, Rated to -100ºC | 70
147657 | PS3HD-C-D-N | POWERSCOUT Wall mount, 3-Channel, 3-Phase | 1660
147661 | TUCH2-CPF1XXXXXX-316XXXXXX | LCD, RH3%, DEG F | 450
147663 | A/RH2-CP-R2S | 1K, 0, DA, 55-85 | 320
147673 | A/RH3-CP-R2SO | 1K-11K, DA, RH COOL/WARM | 270
147674 | A/RH1-3K-O | Relative Humidity, RH Outputs: 0-5, 0-10 VDC & 4-20mA (Default), Outside Air, ± 1% Accuracy, 3,000 Ohm Thermistor, Euro Enclosure | 584
147677 | A/10KS-IM-4”-PB | 10,000 Ohm Thermistor, Immersion, Machined Well, 4", Plastic Enclosure | 80
147684 | A/3K-PO-4"-EXPL-6'CL2P | 3,000 Ohm Thermistor, Hazardous, Probe Only, 4", 6' Plenum Cable | 89.5
147685 | A/MLP2-D25-W-B-B-A-3P | Differential Pressure, Panel Mount, 0.25 inWC, BiDirectional, +/- 0.5% FSO, 4-20mA, 3 PT NIST | 285
147687 | A/20K-RA-12"-4X | 20,000 Ohm Thermistor, Rigid Probe Averaging, 12", NEMA 4X Enclosure | 123
147691 | A/10K-E1-PO-4"-20'CL2P | 10,000 Ohm (E1) Thermistor, Probe Only, 4", 20' Plenum Cable | 55
147697 | A/TTM1K-HT-IM-2.5"-1-GD | Transmitter w/ 1,000 Ohm RTD (NIST Cert), Immersion, Machined Well, 4", Galvanized Enclosure, 1-5VDC Output | 400.5
147700 | LD310 | Leak Detection Controller, Single Zone, Audible Alarm, LC-KIT | 461
147701 | LD1000 | Leak Detection Controller, Single Zone, Selectable Audible Alarm, LC-KIT | 937
147702 | F200 | Monitoring Appliance (Temp/RH/Leak), (8) DI, (4) RJ-11 Inputs, Relay Output, Alarm, Logging, Trending, Protocols: TCP/IP, HTML, SMTP, Modbus TCP/IP, SNMP | 1305
147703 | SC-3 | Leak Sensing Cable, conductive fluids, Male/Female connectors, 3ft (0.91m) | 268
147704 | SC-10 | Leak Sensing Cable, conductive fluids, Male/Female connectors, 10ft (3.05m) | 320
147705 | SC-17 | Leak Sensing Cable, conductive fluids, Male/Female connectors, 17ft (5.18m) | 404
147706 | SC-25 | Leak Sensing Cable, conductive fluids, Male/Female connectors, 25ft (7.62m) | 474
147707 | SC-50 | Leak Sensing Cable, conductive fluids, Male/Female connectors, 50ft (15.24m) | 770
147708 | SC-100 | Leak Sensing Cable, conductive fluids, Male/Female connectors, 100ft (30.48m) | 1303
147709 | A/AN-R2SO-A01-C5 | 10,000 Ohm Thermistor (Type III), Room (R2), w/ Setpoint: 0-100K Ohms and Override, Cool/Warm Sticker | 50
147714 | A/3K-PO-4"-EXPL | 3,000 Ohm Thermistor, Hazardous, Probe Only, 4" | 75
147719 | A/1K-3W-PO-4"-20'CL2P-HS | 1,000 Ohm (Three Wires) RTD, Probe Only, 4", 20' Plenum Cable, w/ Additional Moisture Protection | 68
147720 | A/100-3W-PO-4"-20'CL2P-HS | 100 Ohm RTD, Three Wires, Probe Only, 4", 20' Plenum Cable, w/ Additional Moisture Protection | 68
147721 | A/1K-NI-PO-4"-20'CL2P-HS | 1k Ohm Nickel RTD, Probe Only, 4", 20' Plenum Cable, w/ Additional Moisture Protection | 52.5
147722 | Q8-GENL-100L-O-X-ISOPROPANOL | Expl Proof, Smart Sensor, Isopropanol, 0-100% LEL, 3 SPDT Relays, NEMA 4X, 4-20mA, 2-10V, or Modbus RTU | 1910
147723 | A/AN-PO-4"-20'CL2P-HS | 10k Ohm (Type III) Thermistor, Probe Only, 4", 20' Plenum Cable, w/ Additional Moisture Protection | 52.5
147724 | A/CSI-PO-4"-20'CL2P-HS | 10k Ohm (CSI) Thermistor, Probe Only, 4", 20' Plenum Cable, w/ Additional Moisture Protection | 52.5
147725 | A/1.8K-PO-4"-20'CL2P-HS | 1.8K Ohm Thermistor, Probe Only, 4", 20' Plenum Cable, w/ Additional Moisture Protection | 52.5
147726 | A/AN-BC-PO-4"-20'CL2P-HS | 10k Ohm Thermistor w/ 11k Shunt, Probe Only, 4", 20' Plenum Cable, w/ Additional Moisture Protection | 52.5
147727 | A/10KS-PO-4"-20'CL2P-HS | 10k Ohm Thermistor, Probe Only, 4", 20' Plenum Cable, w/ Additional Moisture Protection | 52.5
147728 | A/20K-PO-4"-20'CL2P-HS | 20k Ohm Thermistor, Probe Only, 4", 20' Plenum Cable, w/ Additional Moisture Protection | 52.5
147729 | A/100KS-PO-4"-20'CL2P-HS | 100K Ohm Thermistor, Probe Only, 4", 20' Plenum Cable, w/ Additional Moisture Protection | 52.5
147731 | A/TT100-IM-4"-4-BB | Transmitter w/ 100 Ohm RTD, Immersion, Machined Well, 4", NEMA 3R Enclosure, 4-20mA Output | 229.5
147736 | A/AN-A-8'-4X-NIST | 10,000 Ohm Thermistor (Type III), Copper Averaging, 8', NEMA 4X Enclosure, Nist cert | 198
147737 | A/MLP2-D10-W-B-A-C-3P | Differential Pressure, Panel Mount, 0.1 inWC, BiDirectional, +/ 0.5% FSO, 0-10VDC, 3 Point Nist cert | 255
147739 | A/RH2-AN-RSO | Relative Humidity, RH Outputs: 0-5, 0-10 VDC & 4-20mA (Default), Room (R), ± 2% Accuracy, 10K Ohm Thermistor (Type III), Setpoint:0-20K, Override | 330
147742 | A/CP-PO-4"-10'CL2P-HS | 10,000 Ohm Thermistor (Type II), Probe Only, 4", 10' Plenum Cable, w/ Adhesive Heat Shrink | 40
147743 | TUCH2-18F11NC0CX-310XXXXXX | LCD, RH3%, SET, O/R, DEG F | 450
147746 | A/0.1AN-IM-4”-4X | High Accuracy, 10,000 Ohm Thermistor (Type III), Immersion, Machined Well, 4", NEMA 4X Enclosure | 123
147751 | A/AN-BC-RA-18”-4X | 10,000 Ohm Thermistor w/11K Shunt, Rigid Probe Averaging, 18", NEMA 4X Enclosure | 123
147768 | A/1K-3W-PO-4"-10'CL2P-HS | 1,000 Ohm (Three Wires) RTD, Probe Only, 4", 10' Plenum Cable, w/ Additional Moisture Protection | 52.5
147770 | A/RH2-R2O | Relative Humidity, RH Outputs: 0-5, 0-10 VDC & 4-20mA (Default), Room (R2), ± 2% Accuracy, Override | 310
147776 | A/3K-PM-20'CL2P | 3,000 Ohm Thermistor, Pipe Mount, Brass, 20' Plenum Cable | 62
147777 | A/TTM1K-D-12"-1-GD | Transmitter w/ 1,000 Ohm RTD (NIST Cert), Duct, 12", Galvanized Enclosure, 1-5VDC Output | 179
147787 | A/0.1CP-INW-8"-GD | High Accuracy 10,000 Ohm Thermistor (Type II), Immersion, No Well, 8", Galvanized Enclosure | 37
147789 | A/1K-2W-A-100'-4X | 1,000 Ohm (Two Wires) RTD, Copper Averaging, 100', NEMA 4X Enclosure | 568
147792 | TUC2-3K-F1-1F-ZH-C-X-6-X | 3,000 Ohm Thermistor, Setpoint, w/ Override, RJ6, LCD | 251
147795 | Q8-O3-1P-0-X | Expl Proof, Smart Sensor, Ozone, 0-1 ppm, 3 SPDT Relays, NEMA 4X, 4-20mA, 2-10V, or Modbus RTU | 2890
147847 | A/RH5-3K-R2 | Relative Humidity, RH Outputs: 0-5, 0-10 VDC & 4-20mA (Default), Room (R2), ± 5% Accuracy, 3,000 Ohm Thermistor (ASI) | 197.2
147848 | TUCH2-ANF11EB0CX-205XXXXXX | LCD, RH2%, SET, O/R, DEG F | 500
147856 | A/RH2-1K-3W-D-4X | Relative Humidity, RH Outputs: 0-5, 0-10 VDC & 4-20mA (Default), Duct, ± 2% Accuracy, 1,000 Ohm RTD (Three Wires), NEMA 4X Enclosure | 331.5
147859 | A/1.8K-R-NIST | 1,800 Ohm Thermistor, Room (R), Potted Sensor, NIST Cert | 70
147860 | A/RH2-1.8K-R2-NIST | 1,800 Ohm Thermistor, ROOM, 2%, POTTED SENSOR, NIST | 360
147861 | A/RH2-1K-2W-R2-NIST | 1,000 Ohm (Two wire) RTD, Room (R2), NIST Cert | 360
147862 | A/1K-NI-A-8’-GD-NIST | 1,000 Ohm Nickel RTD, Copper Averaging, 8', Galvanized Enclosure, NIST | 255
147863 | A/CP-PM-20’Z-NIST | 10,000 Ohm Thermistor (Type II), Pipe Mount, Brass, 20' Zip Cable, NIST | 94
147864 | A/1.8K-PM-20’Z-NIST | 1,800 Ohm Thermistor, Pipe Mount, Brass, 20' Zip Cable, NIST | 94
147865 | A/RH2-1.8K-D-NIST | Relative Humidity, RH Outputs: 0-5, 0-10 VDC & 4-20mA (Default), Duct, ± 2% Accuracy, 1,800 Ohm Thermistor, Euro Enclosure, NIST Cert (Temp) | 365
147866 | A/CP-O-SUN-NIST | 10,000 Ohm Thermistor (Type II), Outside Air, Sun Shield, NIST | 450
147867 | A/1.8K-O-SUN-NIST | 1,800 Ohm Thermistor, Outside Air, Sun Shield, NIST | 450
147868 | A/1.8K-D-8"-GD-NIST | 1,800 Ohm Thermistor, Duct, 8", Galvanized Enclosure, NIST | 77
147870 | A/RH5-O-4X | Relative Humidity, RH Outputs: 0-5, 0-10 VDC & 4-20mA (Default), Outside Air, ± 5% Accuracy, NEMA 4X Enclosure | 208.9
147871 | A/RH2-BALCO-O-4X | Relative Humidity, RH Outputs: 0-5, 0-10 VDC & 4-20mA (Default), Outside Air, ± 2% Accuracy, 1,000 Ohm Balco RTD, NEMA 4X Enclosure | 325
147872 | A/BALCO-IM-4”-GD | 1,000 Ohm Balco RTD, Immersion, Machined Well, 4", Galvanized Enclosure | 105
147875 | A/BALCO-IM-2.5”-GD | 1,000 Ohm Balco RTD, Immersion, Machined Well, 2.5", Galvanized Enclosure | 95
147877 | A/DLP-001-W-B-D-B-2-C-0P-S | Differential Low Pressure, 1 inWC, Bidirectional, LCD, 0.25% Accuracy, w/ Din Rail, 0-10VDC Output, No Nist, Standard | 350
147878 | A/GP M10’HARNESS | GP Harness, 10'(3.1m), Metal Clad | 175
147879 | A/20K-R2SO-A24-B4 | 20,000 Ohm Thermistor, Room (R2), w/ Setpoint and Override, 55-85, RA, 9.5K-1K | 50
147880 | A/AN-RO | 10,000 Ohm Thermistor (Type III), Room (R), w/ Override, Blank logo | 35
147881 | A/GP M20’HARNESS | GP Harness, 20'(6.1m), Metal Clad | 250
147885 | A/CP-RS-A12-C5 | 10,000 Ohm Thermistor (Type II), Room (R), Setpoint, Override, 0 to 400 Ohms, DA, Cool/Warm Sticker. GCS Logo | 35
147887 | A/20K-DO-18"-10CL2P | 20,000 Ohm Thermistor, Duct, Without Box, 18", 10' Plenum Cable | 47.5
147888 | A/1K-2W-RSO-A28-C5 | 1,000 Ohm (Two Wires) RTD, Room (R), Room (R), Setpoint, Override, 806 to 1206 Ohms, Cool/Warm Sticker | 68
147894 | A/1K-3W-A-8'-GD-NIST | 1,000 Ohm (Three Wires) RTD, Copper Averaging, 8', Galvanized Enclosure, NIST Cert | 265
147897 | A/100KS-PO-6"-10'CL2P | 100,000 Ohm Thermistor, Probe Only, 6", 10' Plenum Cable | 40
147903 | A/CP-RSO-LCD-A02-C5 | 10,000 Ohm Thermistor (Type II), Room (R), Setpoint, Override, LCD, 0 to 20K Ohms, Cool/Warm Sticker | 155
147906 | A/BALCO-RS-LCD-F-A33-B4 | 1,000 Ohm Balco RTD, Room (R), Setpoint, LCD, 806-1806K, 55-85 | 170
147908 | A/RH2-CP-R-NIST | Relative Humidity, RH Outputs: 0-5, 0-10 VDC & 4-20mA (Default), Room (R), ± 2% Accuracy, 10K Ohm Thermistor (Type II), NIST Cert (Temp) | 360
147909 | A/CP-RS-LCD-F-A03-B4 | 10,000 Ohm Thermistor (Type II), Room (R), Setpoint, LCD, 0-10K, 55-85, Deg F | 140
147910 | TUCH2-10F31FC0CX-310XXXXXX | LCD, RH3%, SET, O/R, DEG F | 450
147911 | A/CP-RSO-A02-C5 | 10,000 Ohm Thermistor (Type II), Room (R), Setpoint, Override, 0 to 20K Ohms, Cool/Warm Sticker | 50
147912 | A/20K-RS-A13-C5 | 20,000 Ohm Thermistor, Room (R), Setpoint 1K to 0 Ohms, Cool/Warm Sticker | 35
147913 | A/20K-RSO-A13-C5 | 20,000 Ohm Thermistor, Room (R), Setpoint 1K to 0 Ohms, Override, Cool/Warm Sticker | 50
147914 | A/AN-RSO-LCD-F-A02-C5 | 10,000 Ohm Thermistor (Type III), Room (R), Setpoint 0 to 20k, Override, LCD, Cool/Warm | 155
147915 | A/AN-R2SO-RS232-A03-C5 | 10,000 Ohm Thermistor (Type III), Room (R2), w/ Setpoint 0 to 10k, Override, RS232, C/W | 70
147918 | A/0.1CP-INW-2.5"-BB | High Accuracy 10,000 Ohm Thermistor (Type II), Immersion, No Well, 2.5", NEMA 3R Enclosure | 53.5
147920 | TUCH2-CPF11FZTSX-316XXXXXX | LCD, RH3%, SET, O/R, DEG F | 450
147921 | A/AN-R-LCD-F | 10,000 Ohm Thermistor (Type III), Room (R), LCD, F | 125
147922 | A/0.1CP-D-8"-PB | High Accuracy 10,000 Ohm Thermistor (Type II), Duct, 8", Plastic Enclosure | 37
147923 | TUCH2-10F31MC0SX-310N5C0XX | LCD, RH3%, SET, O/R, DEG F | 450
147926 | A/AN-RSO-LCD-F-A03-C5 | 10,000 Ohm Thermistor (Type III), Room (R), Setpoint 0 to 10k, Override, LCD, Cool/Warm | 155
147928 | A/20K-RA-48"-PB | 20,000 Ohm Thermistor, Rigid Probe Averaging, 48", Plastic Enclosure | 105
147934 | A/CP-RSO-A03-B4 | 10,000 Ohm Thermistor (Type II), Room (R), Setpoint, Override, 0 to 10K Ohms, 55-85 Sticker | 50
147936 | A/1K-3W-HT-INW-12"-BB | 1,000 Ohm (Three Wires) RTD, High Temperature Immersion, No Well, 12", NEMA 3R Enclosure | 186.5
147939 | A/MLP2-030-W-U-B-C-0P | Differential Pressure, Panel Mount, 30.00 inWC, UniDirectional, +/- 0.25% FSO, 0-10VDC | 235
147940 | A/AN-R2SO-A03-B4 | 10,000 Ohm Thermistor (Type III), Room (R2), Setpoint 0 to 10K Ohms, Override, 55-85 Sticker | 50
147942 | TUCH2-16F51FG0XX-216N2G0XX | LCD, RH2%, SET, DEG F | 500
147944 | A/CP-R2S-A01-C5 | 10,000 Ohm Thermistor (Type II), Room (R2), Setpoint, 0 to 100K Ohms, Cool/Warm Sticker | 35
147948 | A/TT100-LTS-1-4X-30' | Transmitter w/ 100 Ohm RTD, 2" Freezer Probe 316SS, NEMA 4X Enclosure, 30', 1-5VDC Output | 293
147949 | A/RH2-CP-O-4X-NIST | Relative Humidity, RH Outputs: 0-5, 0-10 VDC & 4-20mA (Default), Outside Air, ± 2% Accuracy, 10,000 Ohm Thermistor (Type II), NEMA 4X Enclosure, Nist | 391.5
147951 | A/DLP-010-W-U-D-A-1-A-0P-S | Differential Low Pressure, 10 inWC, Unidirectional, LCD, 0.50% Accuracy, w/ Pitot Tube, 4-20mA Output, No Nist, Standard | 335
147953 | A/RH2-20K-RSO-A24-B4 | Relative Humidity, RH Outputs: 0-5, 0-10 VDC & 4-20mA (Default), Room (R), ± 2% Accuracy, 20,000 Ohm Thermistor, w/ Setpoint and Override | 330
147954 | A/20K-RS-A24-B4 | 20,000 Ohm Thermistor, Room (R), Setpoint | 50
147955 | A/CP-RSO-LCD-F-A01-C5 | 10,000 Ohm Thermistor (Type II), Room (R), w/ Setpoint 0-100K, and Override, LCD, C/W sticker | 155
147956 | A/CP-RS-RJ4-LCD-F-A04-A0 | 10,000 Ohm Thermistor (Type II), Room (R), Setpoint, RJ4, LCD | 140
147958 | A/TTM1K-LTS-1-4X-10' | Transmitter w/ 1,000 Ohm RTD (NIST Cert), 2" Freezer Probe 316SS, NEMA 4X Enclosure, 10', 1-5VDC Output | 312
147960 | A/AN-RSO-RS232-A16-C5 | 10,000 Ohm Thermistor (Type III), Room (R), Setpoint 0 to 5K Ohms, Override, C/W Sticker, RS232 | 70
147970 | A/AN-RS-A03-G5 | 10,000 Ohm Thermistor (Type III), Room (R), Setpoint 0 to 10K Ohms, BLUE/RED Sticker | 35
147971 | A/RH3-AN-SP-010-NIST | Relative Humidity, RH Outputs: 0-10VDC, Wall Plate 304SS, ± 3% Accuracy, 10,000 Ohm Thermistor (Type III), 0-10VDC Output, NIST cert | 320
147972 | A/DLP-D25-W-B-D-B-1-C-3P-S | Differential Low Pressure, 0.25 W, Bidirectional, LCD, 0.25% Accuracy, w/ Pitot Tube, 0-10 VDC Output, 3 Point Nist, Standard | 424
147973 | A/DLP-003-W-B-N-B-1-C-3P-S | Differential Low Pressure, 3 W, Bidirectional, No Display, 0.25% Accuracy, w/ Pitot Tube, 0-10VDC Output, 3 Point Nist, Standard | 364
147974 | A/CP-RO-RJ6 | 10,000 Ohm Thermistor (Type II), Room (R), Override, Comm Jack (6 Pin/6 Conductor) | 55
147979 | A/AN-RSO-A02-A1 | 10,000 Ohm Thermistor (Type III), Room (R), Setpoint 0 to 20K Ohms, Override, - to + Sticker | 50
147980 | A/20K-RSO-A24-B4 | 20,000 Ohm Thermistor, Room (R), w/ Setpoint and Override | 50
147981 | A/CP-RSO-A04-A0 | 10,000 Ohm Thermistor (Type II), Room (R), w/ Setpoint and Override | 50
147984 | A/AN-R-RJ4 | ROOM, RJ4 | 40
147985 | A/AN-RS-A01-C5 | 10,000 Ohm Thermistor (Type III), Room (R), Setpoint 0 to 100K Ohms, Cool/Warm Sticker | 35
147988 | A/AN-RS-RJ4-A03-C5 | 10,000 Ohm Thermistor (Type III), Room (R), Setpoint 0 to 10K Ohms, Override, RJ4, Cool/Warm Sticker | 55
147989 | A/CP-RS-A34-C6 | 10,000 Ohm Thermistor (Type II), Room (R), Setpoint, 20K to 21K Ohms, Cooler/Warmer Sticker | 35
147993 | A/1K-NI-IM-2.5"-PB | 1,000 Ohm Nickel RTD, Immersion, Machined Well, 2.5", Plastic Enclosure | 85
147996 | A/AN-PO-2"-20'CL2P | 10,000 Ohm Thermistor (Type III), Probe Only, 2", 20' Plenum Cable | 52.5
148002 | A/1K-2W-R2O | 1,000 Ohm (Two Wires) RTD, Room (R2), w/ Override | 53
148025 | A/20K-RS-A14-C5 | 20,000 Ohm Thermistor, Room (R), Setpoint 10K to 0 Ohms, Cool/Warm Sticker | 35
148030 | TUCH2-10F3-1EC0CX210N4C0-XX | LCD, RH 2%, SET, O/R, DEG F | 500
148036 | A/AN-R2SO-A35-C5 | 10,000 Ohm Thermistor (Type III), Room (R2), Setpoint 200 to 2.2K Ohms, Override, Cool/Warm Sticker | 50
148040 | A/TB-2.0-XXY-BO | Thermal Buffer, Empty 2 oz Nalgene Bottle, 1 Sensing Point, Rated to -40C | 17
148041 | A/TB-2.0-XXA-BO | Thermal Buffer, Empty 2 oz Nalgene Bottle, 1 Sensing Point, Rated to -100C | 50
148042 | A/TB-8.5-3-XXX-BO | Empty 8.5 oz Nalgene Bottle, 3 Sensing Points, Rated to -100ºC | 0
148043 | A/TB-8.5-1-XXX-BO | Empty 8.5 oz Nalgene Bottle, 1 Sensing Point, Rated to -100ºC | 0
148044 | A/CP-RSO-LCD-F-A03-C5 | 10,000 Ohm Thermistor (Type II), Room (R), w/ Setpoint and Override, LCD | 155
148045 | A/RH3-CP-RS-A04-C5 | Relative Humidity, RH Outputs: 0-5, 0-10 VDC & 4-20mA (Default), Room (R), ± 3% Accuracy, 10,000 Ohm Thermistor (Type II), w/ Setpoint | 260
148050 | A/CP-R2SO-232-A11-C5 | 10,000 Ohm Thermistor (Type II), Room (R2), w/ Setpoint and Override, RS232 | 70
148058 | A/RH1-TTM1K-O-3.25”-4X-4 | Relative Humidity, RH Outputs: 0-5, 0-10 VDC & 4-20mA (Default), Outside Air (3.25" SS), NEMA 4X Enclosure, ± 1% Accuracy (NIST Cert), Transmitter w/ 1,000 Ohm RTD (NIST Cert), 4-20mA (Temp Output) | 712
148063 | A/CP-PO-4"-6'CL2P-HS | 10,000 Ohm Thermistor (Type II), Probe Only, 4", 6' Plenum Cable, w/ Adhesive Heat Shrink | 33
148077 | TUCH2-CPF11FG0XX-216XXXXXX | LCD, RH2%, SET, DEG F | 500
148078 | TUCH2-CPF11FB0XX-205XXXXXX | LCD, RH2%, SET, DEG F | 500
148081 | A/1K-2W-R2SO-A03-C5 | 1,000 Ohm (Two Wires) RTD, Room (R2), Setpoint, Override, 0 to 10K Ohms, Cool/Warm Sticker | 0
148082 | A/1K-2W-R2S-A03-C5 | 1,000 Ohm (Two Wires) RTD, Room (R2), Setpoint, 0 to 10K Ohms, Cool/Warm Sticker | 0
148083 | A/1K-2W-RS-A03-C5 | 1,000 Ohm (Two Wires) RTD, Room (R), Setpoint, 0 to 10K Ohms, Cool/Warm Sticker | 0
148084 | A/1K-2W-RSO-A03-C5 | 1,000 Ohm (Two Wires) RTD, Room (R), Setpoint, Override, 0 to 10K Ohms, Cool/Warm Sticker | 68
148085 | A/CP-R2SO-A10-C5 | 10,000 Ohm Thermistor (Type II), Room (R2), Setpoint, Override, 0 to 1K Ohms, Cool/Warm Sticker | 50
148087 | A/RH3-AN-D-NIST | Relative Humidity, RH Outputs: 0-5, 0-10 VDC & 4-20mA (Default), Duct, ± 3% Accuracy, 10,000 Ohm Thermistor (Type III), Euro Enclosure, NIST Cert | 310
148088 | A/1K-2W-IM-6"-BB | 1,000 Ohm (Two Wires) RTD, Immersion, Machined Well, 6", NEMA 3R Enclosure | 111.5
148089 | A/1K-2W-IM-6"-GD | 1,000 Ohm (Two Wires) RTD, Immersion, Machined Well, 6", Galvanized Enclosure | 0
148090 | A/1K-2W-R2SO-A28-G5 | 1,000 Ohm (Two Wires) RTD, Room (R), Room (R), Setpoint, Override, 806 to 1206 Ohms, Blue/Red Sticker | 68
148091 | A/TTM100-I-4"-1-GD | Transmitter w/ 100 Ohm RTD (NIST Cert), Immersion, Welded Well, 4", Galvanized Enclosure, 1-5VDC Output | 210
148092 | A/CP-RS-A03-G5 | 10,000 Ohm Thermistor (Type II), Room (R), Setpoint, 0 to 10K Ohms, Blue/Red Sticker | 35
148100 | A/CP-R2SO-A02-G5 | 10,000 Ohm Thermistor (Type II), Room (R2), Setpoint, Override, 0 to 20K Ohms, Blue/Red (R2 Enclosure) | 50
148103 | A/AN-D-4"-GD-NIST | 10,000 Ohm Thermistor (Type III), Duct, 4", Galvanized Enclosure, NIST Cert | 77
148108 | A/1K-3W-D-12"-BB | 1,000 Ohm (Three Wires) RTD, Duct, 12", NEMA 3R Enclosure | 58.5
148110 | TUC2-CP-F1-1F-B0-S-X-X-X | 10,000 Ohm Thermistor (Type II), Setpoint, w/ Override, LCD | 235
148111 | A/CP-RS-A01-G5 | 10,000 Ohm Thermistor (Type II), Room (R), Setpoint, 0 to 100K Ohms, Blue/Red Sticker | 35
148112 | A/10KS-RS-A26-C5 | 10,000 Ohm Thermistor (Type II), Room (R), Setpoint, Override, 866 to 1266 Ohms, DA, Cool/Warm Sticker | 35
148113 | A/AN-RO-LCD-F | 10,000 Ohm Thermsitor (Type III), Room (R), w/ Override, LCD | 140
148115 | A/AN-PO-4"-10’CL2P-NIST | 10,000 Ohm Thermistor, Probe Only, 4", 10' Plenum Cable, NIST Cert | 90
148118 | A/MLP2-004-W-B-B-A-0P | Differential Pressure, Panel Mount, 4.00 inWC, BiDirectional, +/- 0.25% FSO, 4-20mA | 235
148142 | Q8-H2S-100P-R-X | SMART SENSOR, EXPL PROOF, 3 SP | 3090
148143 | A/CP-R-W | 10,000 Ohm Thermistor (Type II), Room (R), White Housing | 0
148144 | A/TT100-IM-6"-1-GD | Transmitter w/ 100 Ohm RTD, Immersion, Machined Well, 6", Galvanized Enclosure, 1-5VDC Output | 197
148145 | A/TT100-IM-6"-1-PB | Transmitter w/ 100 Ohm RTD, Immersion, Machined Well, 6", Plastic Enclosure, 1-5VDC Output | 197
148146 | A/AN-R2SO-A20-C6 | 10,000 Ohm Thermistor (Type III), Room (R2), Setpoint 6.19k to 26.19k Ohms, Override, Cooler/Warmer Sticker | 50
148178 | A/RH1-D-NIST | Relative Humidity, RH Outputs: 0-5, 0-10 VDC & 4-20mA (Default), Duct, ± 1% Accuracy, Euro Enclosure, NIST CERT | 610
148179 | A/3K-D-6"-BB | 3,000 Ohm Thermistor, Duct, 6", NEMA 3R Enclosure | 43.5
148180 | A/AN-RSO-RJ4-LCD-F-A01-C5 | 10,000 Ohm Thermistor (Type III), Room (R), Setpoint 0-100k and Override, RJ4, LCD | 0
148181 | A/RH2-D-NIST | Relative Humidity, RH Outputs: 0-5, 0-10 VDC & 4-20mA (Default), Duct, ± 2% Accuracy, Euro Enclosure, NIST | 355
148182 | A/RH3-D-NIST | Relative Humidity, RH Outputs: 0-5, 0-10 VDC & 4-20mA (Default), Duct, ± 3% Accuracy, Euro Enclosure, NIST | 300
148183 | A/RH2-D-4X-NIST | Relative Humidity, RH Outputs: 0-5, 0-10 VDC & 4-20mA (Default), Duct, ± 2% Accuracy, NEMA 4X Enclosure, NIST | 371.5
148184 | A/RH3-D-4X-NIST | Relative Humidity, RH Outputs: 0-5, 0-10 VDC & 4-20mA (Default), Duct, ± 3% Accuracy, NEMA 4X Enclosure, NIST | 316.5
148185 | A/RH1-O-NIST | Relative Humidity, RH Outputs: 0-5, 0-10 VDC & 4-20mA (Default), Outside Air, ± 1% Accuracy, Euro Enclosure, NIST | 620
148186 | A/1K-NI-R2S-A09-C6 | 1,000 Ohm Nickel RTD, Room (R2), Setpoint 0 to 2K Ohms, Cooler/Warmer Sticker | 53
148187 | A/RH2-O-NIST | Relative Humidity, RH Outputs: 0-5, 0-10 VDC & 4-20mA (Default), Outside Air, ± 2% Accuracy, Euro Enclosure, NIST | 0
148188 | A/RH3-O-NIST | Relative Humidity, RH Outputs: 0-5, 0-10 VDC & 4-20mA (Default), Outside Air, ± 3% Accuracy, Euro Enclosure, NIST | 310
148189 | A/RH2-O-4X-NIST | Relative Humidity, RH Outputs: 0-5, 0-10 VDC & 4-20mA (Default), Outside Air, ± 2% Accuracy, NEMA 4X Enclosure, NIST | 381.5
148190 | A/RH3-O-4X-NIST | Relative Humidity, RH Outputs: 0-5, 0-10 VDC & 4-20mA (Default), Outside Air, ± 3% Accuracy, NEMA 4X Enclosure, NIST | 326.5
148191 | A/RH2-R-NIST | Relative Humidity, RH Outputs: 0-5, 0-10 VDC & 4-20mA (Default), Room (R), ± 2% Accuracy, Infinity Enclosure (Beige), NIST | 350
148194 | A/RH3-R-NIST | Relative Humidity, RH Outputs: 0-5, 0-10 VDC & 4-20mA (Default), Room (R), ± 3% Accuracy, Infinity Enclosure (Beige), NIST | 290
148195 | A/RH3-R2-NIST | Relative Humidity, RH Outputs: 0-5, 0-10 VDC & 4-20mA (Default), Room (R2), ± 3% Accuracy. NIST | 0
148196 | A/RH3-RP2-3'-EH-NIST | Relative Humidity, RH Outputs: 0-5, 0-10 VDC & 4-20mA (Default), Remote Probe, ± 3% Accuracy, 3' Plenum, NIST | 0
148197 | A/RH2-RP2-6'-EH-NIST | Relative Humidity, RH Outputs: 0-5, 0-10 VDC & 4-20mA (Default), Remote Probe, ± 2% Accuracy, 6' Plenum, NIST | 0
148198 | A/RH2-RP2-10'-EH-NIST | Relative Humidity, RH Outputs: 0-5, 0-10 VDC & 4-20mA (Default), Remote Probe, ± 2% Accuracy, 10' Plenum, NIST | 705
148199 | A/RH2-RP2-20'-EH-NIST | Relative Humidity, RH Outputs: 0-5, 0-10 VDC & 4-20mA (Default), Remote Probe, ± 2% Accuracy, 20' Plenum, NIST | 790
148200 | A/RH3-RP2-20'-EH-NIST | Relative Humidity, RH Outputs: 0-5, 0-10 VDC & 4-20mA (Default), Remote Probe, ± 3% Accuracy, 20' Plenum, NIST | 765
148201 | A/RH2-SP-05-NIST | Relative Humidity, RH Outputs: 0-5 VDC, Wall Plate 304SS, ± 2% Accuracy, 0-5VDC, NIST | 365
148202 | A/RH2-SP-010-NIST | Relative Humidity, RH Outputs: 0-10VDC, Wall Plate 304SS, ± 2% Accuracy, 0-10VDC Output, NIST | 365
148203 | A/RH3-SP-05-NIST | Relative Humidity, RH Outputs: 0-5 VDC, Wall Plate 304SS, ± 3% Accuracy, 0-5VDC, NIST | 310
148204 | A/RH3-SP-010-NIST | Relative Humidity, RH Outputs: 0-10 VDC, Wall Plate 304SS, ± 3% Accuracy, 0-10VDC Output, NIST | 310
148206 | A/3K-RSO-A11-C5 | 3,000 Ohm Thermistor, Room (R), w/ Setpoint 2.05K to 3.05K and Override, COOL/WARM | 50
148228 | A/CO2-R2SO-AN-A03-C5 | Carbon Dioxide Sensor, Room, 0-2000 PPM (0-5V, 0-10V, 4-20mA), Temp (10K Type III), Setpoint (0-10K), Cool/Warm Sticker, Override | 295
148230 | A/RH2-TTM100-R-4 | Relative Humidity, RH Outputs: 0-5, 0-10 VDC & 4-20mA (Default), Room (R), ± 2% Accuracy, Transmitter w/ 100 Ohm RTD (NIST CERT), 4-20mA (Temp Output) | 436.5
148235 | A/DLP-003-W-U-D-A-0-B-0P-S | Differential Low Pressure, 3 inWC, Unidirectional, LCD, 0.50% Accuracy, No Pitot Tube, 0-5VDC Output, No Nist, Standard | 311
148239 | A/RH2-CP-RSO-A01-C6 | Relative Humidity, RH Outputs: 0-5, 0-10 VDC & 4-20mA (Default), Room (R), ± 2% Accuracy, 10,000 Ohm Thermistor (Type II), w/ Setpoint (0-100K) and Override, Cooler/Warmer | 330
148252 | A/AN-RSO-LCD-F-A03-G5 | 10,000 Ohm Thermistor (Type III), Room (R), Setpoint 0 to 10k, Override, LCD, Blue/Red | 155
148266 | A/3K-RSO-LCD-F-A07-C5 | 3,000 Ohm Thermistor, Room (R), Setpoint 10 to 30k, Override, LCD, Cool/Warm | 155
148267 | LD2100 | Distance-Read Leak Detection Controller, LED Display, Web Enabled, LC-KIT | 3159
148268 | A/1K-2W-A-24’-PB-NIST | 1,000 Ohm (Two Wires) RTD, Copper Averaging, 24', Plastic Enclosure, NIST Cert | 290
148269 | A/1K-2W-INW-2.5”-PB-NIST | 1,000 Ohm (Two Wires) RTD, Immersion, No Well, 2.5", Plastic Enclosure, NIST cert | 92
148270 | A/1K-2W-INW-6”-PB-NIST | 1,000 Ohm (Two Wires) RTD, Immersion, No Well, 6", Plastic Enclosure, NIST cert | 92
148282 | A/CP-RSO-A11-C5 | 10,000 Ohm Thermistor (Type II), Room (R), w/ Setpoint 2.05K to 3.05K and Override, Cool/Warm, Blank logo | 50
148283 | A/20K-R-LCD-F | 20,000 Ohm Thermistor, Room (R), LCD, F, Blank logo | 125
148286 | A/AN-RS-A02-C5 | 10,000 Ohm Thermistor (Type III), Room (R), Setpoint 0 to 20K Ohms, Cool/Warm Sticker, Blank logo | 35
148289 | A/CSI-RO-RS232 | 10,000 Ohm (CSI) Thermistor, Room (R), w/ Override, RS232, Blank logo | 55
148290 | A/TT1K-BP-4-PB-10'P | Transmitter w/ 1,000 Ohm RTD, Bullet Probe, 1", 10' Plenum Cable, Plastic Enclosure, 4-20mA Output | 148
148293 | A/DLP-D10-W-U-D-A-0-C-0P-S | Differential Low Pressure, 0.10 inWC, Unidirectional, LCD, 0.50% Accuracy, No Pitot Tube, 0-10VDC Output, No Nist, Standard | 311
148294 | A/AN-R2SO-A16-B4 | 10,000 Ohm Thermistor (Type III), Room (R2), Setpoint 0 to 5K Ohms, Override, 55-85 Sticker | 50
148297 | A/CO2-R2SO-CP-A10-C5 | Carbon Dioxide Sensor, Room, 0-2000 PPM, (0-5V, 0-10V, 4-20mA), Temp (10K Type II), Setpoint (0-1K), Cool/Warm Sticker, Override | 295
148298 | A/TT1K-IM-4"-1-4X | Transmitter w/ 1,000 Ohm RTD, Immersion, Machined Well, 4", NEMA 4X Enclosure, 1-5 VDC Output | 229
148305 | A/AN-BC-RS-RJ6-A03-C5 | 10,000 Ohm Thermistor w/11K Shunt, Room (R), Setpoint 0 to 10K Ohms, Comm Jack (6 Pin/6 Conductor), Cool/Warm Sticker | 55
148306 | A/CP-RSO-232-A11-C5 | 10,000 Ohm Thermistor (Type II), Room (R), w/ Setpoint 2.05k to 3.05k, and Override, RS232 | 0
148309 | A/CP-R2SO-A01-C5 | 10,000 Ohm Thermistor (Type II), Room (R2), Setpoint, Override, 0 to 100K Ohms, Cool/Warm Sticker | 50
148315 | A/MLP2-025-W-U-B-A-3P | Differential Pressure, Panel Mount, 0.25 inWC, UniDirectional, +/- 0.25% FSO, 4-20mA, 3PT NIST | 285
148316 | A/AN-INW-2.5"-GD-NIST | 10,000 Ohm Thermistor (Type III), Immersion, No Well, 2.5", Galvanized Enclosure, NIST Cert | 77
148318 | A/AN-RS-LCD-F-A03-C5 | 10,000 Ohm Thermistor (Type III), Room (R), Setpoint, LCD, 0-10K, Cool/Warm, Deg F | 140
148319 | A/AN-RSO-A07-C5 | 10,000 Ohm Thermistor (Type III), Room (R), Setpoint 10 to 30K Ohms, Override, Cool/Warm Sticker | 50
148322 | A/CP-R2S-A14-C5 | 10,000 Ohm Thermistor (Type II), Room (R2), Setpoint, 10K to 0 Ohms, Cool/Warm Sticker | 35
148323 | A/10KS-RS-RJ6-A26-C5 | 10,000 Ohm Thermistor (Type II), Room (R), Setpoint, Override, 866 to 1266 Ohms, RJ6, Cool/Warm Sticker | 55
148405 | A/CP-PO-4"-20'CL2P | 10,000 Ohm Thermistor (Type II), Probe Only, 4", 20' Plenum Cable | 52.5
148406 | A/AN-R2S-A10-C5 | 10,000 Ohm Thermistor (Type III), Room (R2), Setpoint 0 to 1K Ohms, Cool/Warm Sticker | 35
160651 | PTP100 | Pressure Input (0-100PSI), Analog Output (4-20mA), (1-5V, 2-10V, 3-15V Selectable) | 220
160652 | A/RH2-1K-2W-D-4X | Relative Humidity, RH Outputs: 0-5, 0-10 VDC & 4-20mA (Default), Duct, ± 2% Accuracy, 1,000 Ohm RTD (Two Wires), NEMA 4X Enclosure | 331.5
368858 | A/RH3-100-3W-R2 | Relative Humidity, RH Outputs: 0-5, 0-10 VDC & 4-20mA (Default), Room (R2), ± 3% Accuracy, 100 Ohm RTD (Three Wires) | 250
412398 | A/20K-PO-8" | 20,000 Ohm Thermistor, Probe Only, 8", 20' Plenum Cable | 18.5
412399 | A/AN-A-50'-BB | 10,000 Ohm Thermistor (Type III), Copper Averaging, 50', NEMA 3R Enclosure | 516.5
CONFIGNIST1 | A/CP-I-2.5"-GD-NIST | 10,000 Ohm Thermistor (Type II), Immersion, Welded Well, 2.5", Galvanized Enclosure, NIST Cert | 109
CONFIGNIST10 | A/CP-RA-12"-GD-NIST | 10,000 Ohm Thermistor (Type II), Rigid Probe Averaging, 12", Galvanzied Enclosure, NIST Cert | 140
CONFIGNIST100 | A/RH1-CP-R2-NIST | Relative Humidity, RH Outputs: 0-5, 0-10 VDC & 4-20mA (Default), Room (R2), ± 1% Accuracy, 10,000 Ohm Thermistor (Type II), NIST Cert | 610
CONFIGNIST102 | A/20K-FRZ2"-30'-NIST | 20,000 Ohm Thermistor, 2" Freezer Probe 316SS, 30', NIST CERT | 165
CONFIGNIST103 | A/100-3W-D-8"-PB-NIST | 100 Ohm (Three Wires) RTD, Duct, 8", Plastic Enclosure, NIST Cert | 92
CONFIGNIST106 | A/0.1CP-D-4"-GD-NIST | High Accuracy 10,000 Ohm Thermistor (Type II), Duct, 4", Plastic Enclosure, NIST Cert | 87
CONFIGNIST107 | A/0.1CP-D-8"-GD-NIST | High Accuracy 10,000 Ohm Thermistor (Type II), Duct, 8", Plastic Enclosure, NIST Cert | 87
CONFIGNIST109 | A/AN-SP-NIST | 10,000 Ohm Thermistor (Type III), Wall Plate, Stainless Steel, NIST Cert | 70
CONFIGNIST11 | A/CP-SP-NIST | 10,000 Ohm Thermistor (Type II), Wall Plate, Stainless Steel, NIST Cert | 70
CONFIGNIST110 | A/CP-A-24'-PB-NIST | 10,000 Ohm Thermistor (Type II), Copper Averaging, 24', Plastic Enclosure, NIST Cert | 235
CONFIGNIST111 | A/CP-PM-6'CL2P-NIST | 10,000 Ohm Thermistor (Type II), Pipe Mount, 6' Plenum Cable, NIST Cert | 93
CONFIGNIST112 | A/RH1-1K-NI-D-NIST | Relative Humidity, RH Outputs: 0-5, 0-10 VDC & 4-20mA (Default), 1,000 Ohm Nickel RTD, Duct, Euro Enclosure, NIST Cert | 624
CONFIGNIST113 | A/RH1-1K-NI-O-NIST | Relative Humidity, RH Outputs: 0-5, 0-10 VDC & 4-20mA (Default), 1,000 Ohm Nickel RTD, Outside Air, Euro Enclosure, NIST Cert | 634
CONFIGNIST114 | A/CP-RA-18"-GD-NIST | 10,000 Ohm Thermistor (Type II), Rigid Probe Averaging, 18", Galvanized Enclosure, NIST Cert | 140
CONFIGNIST115 | A/CP-R-EXPL-NIST | 10,000 Ohm Thermistor (Type II), Hazardous, Room (R), 2", NIST Cert | 575
CONFIGNIST116 | A/CP-D-12"-GD-NIST | 10,000 Ohm Thermistor (Type II), Duct, 12", Galvanized Enclosure, NIST Cert | 77
CONFIGNIST117 | A/100-LTS-30'-NIST | 100 Ohm RTD, 2" Freezer Probe 316SS, 30', NIST Cert | 225
CONFIGNIST118 | A/AN-FRZ2"-30'-NIST | 10,000 Ohm Thermistor (Type III), 2" Freezer Probe 316SS, 30', NIST Cert | 165
CONFIGNIST119 | A/CP-I-2.5"-4X-NIST | 10,000 Ohm Thermistor (Type II), Immersion, Welded Well, 2.5", NEMA 4X Enclosure, NIST Cert | 141
CONFIGNIST12 | A/AN-BP-6'-NIST | 10,000 Ohm Thermistor (Type III), Bullet Probe, 1", 6', NIST Cert | 83
CONFIGNIST120 | A/1K-LTS-6'-NIST | 1,000 Ohm RTD, 2" Freezer Probe 316SS, 6', NIST Cert | 175
CONFIGNIST121 | A/AN-I-6"-PB-NIST | 10,000 Ohm Thermistor (Type III), Immersion, Welded Well, 6", Plastic Enclosure, NIST Cert | 108
CONFIGNIST122 | A/100-2W-I-6"-PB-NIST | 100 Ohm (Two Wires) RTD, Immersion, Welded Well, 6", Plastic Enclosure, NIST Cert | 123
CONFIGNIST123 | A/AN-D-4"-PB-NIST | 10,000 Ohm Thermistor (Type III), Duct, 4", Plastic Enclosure, NIST Cert | 77
CONFIGNIST124 | A/CP-D-18"-GD-NIST | 10,000 Ohm Thermistor (Type II), Duct, 18", Galvanized Enclosure, NIST Cert | 82
CONFIGNIST126 | A/AN-D-18"-PB-NIST | 10,000 Ohm Thermistor (Type III), Duct, 18", Plastic Enclosure, NIST Cert | 82
CONFIGNIST127 | A/RH2-0.1CP-O-NIST | Relative Humidity, RH Outputs: 0-5, 0-10 VDC & 4-20mA (Default), Outside Air, ± 2% Accuracy, High Accuracy 10,000 Ohm Thermistor (Type II), NIST Cert | 385
CONFIGNIST128 | A/CP-FA-12'-EH-NIST | 10,000 Ohm Thermistor (Type II), Flexible Cable Averaging, 12', Euro Enclosure, NIST Cert | 251.5
CONFIGNIST129 | A/0.1CP-INW-2.5"-GD-NIST | High Accuracy 10,000 Ohm Thermistor (Type II), Immersion, No Well, 2.5", Galvanized Enclosure, NIST Cert | 87
CONFIGNIST13 | A/CP-A-12'-GD-NIST | 10,000 Ohm Thermistor (Type II), Copper Averaging, 12', Galvanized Enclosure, NIST Cert | 185
CONFIGNIST130 | A/0.1CP-INW-6"-GD-NIST | High Accuracy 10,000 Ohm Thermistor (Type II), Immersion, No Well, 6", Galvanized Enclosure, NIST Cert | 87
CONFIGNIST131 | A/0.1CP-INW-6"-4X-NIST | High Accuracy 10,000 Ohm Thermistor (Type II), Immersion, No Well, 6", NEMA 4X Enclosure, NIST Cert | 120
CONFIGNIST133 | A/1K-2W-D-8"-GD-NIST | 1,000 Ohm (Two Wires) RTD, Duct, 8", Galvanized Enclosure, NIST Cert | 92
CONFIGNIST134 | A/1K-3W-R-NIST | 1,000 Ohm (Three Wires) RTD, Room (R), NIST Cert | 88
CONFIGNIST135 | A/CP-INW-2.5"-BB-NIST | 10,000 Ohm Thermistor (Type II), Immersion, No Well, 2.5", NEMA 3R Enclosure, NIST Cert | 93.5
CONFIGNIST136 | A/100-2W-D-12"-PB-NIST | 100 Ohm (Two Wires) RTD, Duct, 12", Plastic Enclosure, NIST Cert | 92
CONFIGNIST137 | A/1K-2W-S10-GD-NIST | 1,000 Ohm (Two Wires) RTD, Strap On, 10" Strap, Galvanized Enclosure, NIST Cert | 116
CONFIGNIST138 | A/20K-D-18"-GD-NIST | 20,000 Ohm Thermistor, Duct, 18", Galvanized Enclosure, NIST Cert | 82
CONFIGNIST139 | A/CP-I-4"-4X-NIST | 10,000 Ohm Thermistor (Type II), Immersion, Welded Well, 4", NEMA 4X Enclosure, NIST Cert | 141
CONFIGNIST14 | A/CP-R-NIST | 10,000 Ohm Thermistor (Type II), Room (R), NIST Cert | 70
CONFIGNIST141 | A/1K-3W-DO-4"-NIST | 1,000 Ohm (Three Wires) RTD, Duct, Without Box, 4", NIST Cert | 87
CONFIGNIST142 | A/1K-3W-DO-6"-NIST | 1,000 Ohm (Three Wires) RTD, Duct, Without Box, 6", NIST Cert | 87
CONFIGNIST143 | A/20K-R2-NIST | 20,000 Ohm Thermistor, Room (R2), NIST Cert | 70
CONFIGNIST144 | A/100-3W-INW-6"-GD-NIST | 100 Ohm (Three Wires) RTD, Immersion, No Well, 6", Galvanized Enclosure, NIST Cert | 92
CONFIGNIST146 | A/RH3-AN-O-SUN-NIST | Relative Humidity, RH Outputs: 0-5, 0-10 VDC & 4-20mA (Default), Outside Air, Sun Shield, ± 3% Accuracy, 10,000 Ohm Thermistor (Type III), NIST Cert | 600
CONFIGNIST147 | A/CP-FA-8'-EH-NIST | 10,000 Ohm Thermistor (Type II), Flexible Cable Averaging, 8', Euro Enclosure, NIST Cert | 241.5
CONFIGNIST148 | A/RH1-AN-R2-NIST | Relative Humidity, RH Outputs: 0-5, 0-10 VDC & 4-20mA (Default), Room (R2), ± 1% Accuracy, 10,000 Ohm Thermistor (Type III), NIST Cert | 610
CONFIGNIST149 | A/100-3W-DO-4"-NIST | 100 Ohm (Three Wires) RTD, Duct, Without Box, 4", NIST Cert | 87
CONFIGNIST150 | A/100-3W-DO-6"-NIST | 100 Ohm (Three Wires) RTD, Duct, Without Box, 6", NIST Cert | 87
CONFIGNIST151 | A/1K-2W-A-50'-PB-NIST | 1,000 Ohm (Two Wires) RTD, Copper Averaging, 50', Plastic Enclosure, NIST Cert | 425
CONFIGNIST152 | A/1K-2W-D-12"-PB-NIST | 1,000 Ohm (Two Wires) RTD, Duct, 12", Plastic Enclosure, NIST Cert | 92
CONFIGNIST153 | A/1K-2W-I-2.5"-PB-NIST | 1,000 Ohm (Two Wires) RTD, Immersion, Welded Well, 2.5", Plastic Enclosure, NIST Cert | 123
CONFIGNIST154 | A/0.1AN-D-6"-PB-NIST | High Accuracy 10,000 Ohm Thermistor (Type III), Duct, 6", Plastic Enclosure, NIST Cert | 87
CONFIGNIST155 | A/0.1AN-D-12"-PB-NIST | High Accuracy 10,000 Ohm Thermistor (Type III), Duct, 12", Plastic Enclosure, NIST Cert | 87
CONFIGNIST156 | A/1K-3W-HT-I-6"-BB-NIST | 1,000 Ohm (Three Wires) RTD, High Temperature Immersion, Welded Well, 6", Nema 3R Enclosure, NIST Cert | 267.5
CONFIGNIST157 | A/100-LTS-6'-NIST | 100 Ohm RTD, 2" Freezer Probe 316SS, 6', NIST Cert | 175
CONFIGNIST158 | A/AN-PBS-NIST | 10,000 Ohm Thermistor (Type III), Flush Mount Button, Plastic Enclosure, NIST Cert | 100
CONFIGNIST159 | A/CP-O-EH-NIST | 10,000 Ohm Thermistor (Type II), Outside Air, Euro Enclosure, NIST Cert | 95
CONFIGNIST16 | A/AN-R-NIST | 10,000 Ohm Thermistor (Type III), Room (R), NIST Cert | 70
CONFIGNIST160 | HH/CP-DO-4"-10'CL2P-NIST | 10,000 Ohm Thermistor (Type II), Duct, Without Box, 4", 10' Plenum Cable, NIST Cert | 92.5
CONFIGNIST161 | A/1K-NI-IM-4"-4X-NIST | 1,000 Ohm Nickel RTD, Immersion, Machined Well, 4", NEMA 4X Enclosure, NIST Cert | 168
CONFIGNIST162 | A/1K-NI-DO-4"-NIST | 1,000 Ohm Nickel RTD, Duct, Without Box, 4", NIST Cert | 77
CONFIGNIST163 | A/1K-NI-A-24'-4X-NIST | 1,000 Ohm Nickel RTD, Copper Averaging, 24', NEMA 4X Enclosure, NIST Cert | 408
CONFIGNIST164 | A/100-3W-D-12"-PB-NIST | 100 Ohm (Three Wires) RTD, Duct, 12", Pastic Enclosure, NIST Cert | 92
CONFIGNIST165 | A/100-3W-I-6"-PB-NIST | 100 Ohm (Three Wires) RTD, Immersion, Welded Well, 6", Plastic Enclosure, NIST Cert | 123
CONFIGNIST17 | A/AN-D-12"-PB-NIST | 10,000 Ohm Thermistor (Type III), Duct, 12", Plastic Enclosure, NIST Cert | 77
CONFIGNIST18 | A/CP-I-6"-4X-NIST | 10,000 Ohm Thermistor (Type II), Immersion, Welded Well, 6", NEMA 4X Enclosure, NIST Cert | 141
CONFIGNIST19 | A/3K-I-4"-NW-NB-NIST | 3,000 Ohm Thermistor, Immersion, No Well, 4", No Box, NIST Cert | 104
CONFIGNIST2 | A/CP-S-4X-NIST | 10,000 Ohm Thermistor (Type II), Strap On, NEMA 4X Enclosure, NIST Cert | 121
CONFIGNIST21 | A/AN-D-8"-GD-NIST | 10,000 Ohm Thermistor (Type III), Duct, 8", Galvanized Enclosure, NIST Cert | 77
CONFIGNIST23 | A/CP-RA-12"-EH-NIST | 10,000 Ohm Thermistor (Type II), Rigid Probe Averaging, 12", Euro Enclosure, NIST Cert | 156.5
CONFIGNIST24 | A/CP-FA-50'-EH-NIST | 10,000 Ohm Thermistor (Type II), Flexible Cable Averaging, 50' Euro Enclosure, NIST Cert | 550
CONFIGNIST25 | A/CP-BP-NIST | 10,000 Ohm Thermistor (Type II), Bullet Probe, 1", NIST Cert | 68.5
CONFIGNIST27 | A/AN-D-12"-GD-NIST | 10,000 Ohm Thermistor (Type III), Duct, 12", Galvanized Enclosure, NIST Cert | 77
CONFIGNIST28 | A/CP-D-8"-PB-NIST | 10,000 Ohm Thermistor (Type II), Duct, 8", Plastic Enclosure, NIST Cert | 77
CONFIGNIST3 | A/1K-LTS-10'-NIST | 1,000 Ohm RTD, 2" Freezer Probe 316SS, 10', NIST Cert | 185
CONFIGNIST30 | A/20K-R-NIST | 20,000 Ohm Thermistor, Room (R), NIST Cert | 70
CONFIGNIST32 | A/1K-NI-S-GD-NIST | 1,000 Ohm Nickel RTD, Strap On, Galvanized Enclosure, NIST Cert | 98
CONFIGNIST34 | A/CP-D-12"-PB-NIST | 10,000 Ohm Thermistor (Type II), Duct, 12", Plastic Enclosure, NIST Cert | 77
CONFIGNIST35 | A/CP-A-24'-4X-NIST | 10,000 Ohm Thermistor (Type II), Copper Averaging, 24', NEMA 4X Enclosure, NIST Cert | 268
CONFIGNIST37 | A/1K-2W-I-2.5"-BB-NIST | 1,000 Ohm (Two Wires) RTD, Immersion, 2.5", NEMA 3R Enclosure, NIST Cert | 139.5
CONFIGNIST39 | A/100-3W-I-2.5"-BB-NIST | 100 Ohm (Three Wires) RTD, Immersion, 2.5", NEMA 3R Enclosure, NIST Cert | 139.5
CONFIGNIST4 | A/CP-D-4"-GD-NIST | 10,000 Ohm Thermistor (Type II), Duct, 4", Galvanized Enclosure, NIST Cert | 77
CONFIGNIST40 | A/1K-2W-SP-NIST | 1,000 Ohm (Two Wires) RTD, Wall Plate, Stainless Steel, NIST Cert | 95
CONFIGNIST41 | A/1K-NI-SP-NIST | 1,000 Ohm Nickel RTD, Wall Plate, Stainless Steel, NIST Cert | 83
CONFIGNIST43 | A/CP-D-18"-PB-NIST | 10,000 Ohm Thermistor (Type II), Duct, 18", Plastic Enclosure, NIST Cert | 82
CONFIGNIST44 | A/CP-FA-24'-PB-NIST | 10,000 Ohm Thermistor (Type II), Flexible Cable Averaging, 24', Plastic Enclosure, NIST Cert | 280
CONFIGNIST46 | A/100KS-D-4"-EXPL-NIST | 100,000 Ohm Thermistor, Hazardous, Duct, 4", NIST Cert | 525
CONFIGNIST47 | A/1K-2W-I-2.5"-GD-NIST | 1,000 Ohm (Two Wires) RTD, Immersion, 2.5", Glavanized Enclosure, NIST Cert | 123
CONFIGNIST48 | A/AN-A-12'-GD-NIST | 10,000 Ohm Thermistor (Type III), Copper Averaging, 12', Galvanized Enclosure, NIST Cert | 235
CONFIGNIST49 | A/100-2W-I-6"-BB-NIST | 100 Ohm (Two Wires) RTD, Immersion, Welded Well, 6", NEMA 3R Enclosure, NIST Cert | 139.5
CONFIGNIST5 | A/1K-2W-RA-18"-GD-NIST | 1,000 Ohm (Two Wires) RTD, Rigid Probe Averaging, 18", Galvanized Enclosure, NIST Cert | 275
CONFIGNIST50 | A/CP-D-6"-PB-NIST | 10,000 Ohm Thermistor, Duct, 6", Plastic Enclosure, NIST Cert | 77
CONFIGNIST51 | A/CP-R2-NIST | 10,000 Ohm Thermistor, Room (R2), NIST Cert | 70
CONFIGNIST53 | A/AN-PO-8"-6'CL2P-NIST | 10,000 Ohm Thermistor, Probe Only, 8", 6' Plenum Cable, NIST Cert | 104
CONFIGNIST54 | A/AN-D-8"-PB-NIST | 10,000 Ohm Thermistor, Duct, 8", Plastic Enclosure, NIST Cert | 77
CONFIGNIST55 | A/AN-FA-24'-PB-NIST | 10,000 Ohm Thermistor (Type III), Flexible Cable Averaging, 24', Plastic Enclosure, NIST Cert | 280
CONFIGNIST56 | A/1K-2W-FA-8'-NB-NIST | 1,000 Ohm (Two Wires) RTD, Flexible Cable Averaging, 8', No Box, NIST Cert | 280
CONFIGNIST58 | A/1K-2W-PO-12"-NIST | 1,000 Ohm (Two Wires) RTD, Probe Only, 12", NIST Cert | 82
CONFIGNIST60 | A/CP-RO-NIST | 10,000 Ohm Thermistor (Type II), Room (R), w/ Override, NIST Cert | 85
CONFIGNIST62 | A/CP-A-24'-GD-NIST | 10,000 Ohm Thermistor (Type II), Copper Averaging, 24', Galvanized Enclosure, NIST Cert | 235
CONFIGNIST63 | A/CP-DO-6"-6'CL2P-NIST | 10,000 Ohm Thermistor (Type II), Duct, Without Box, 6", 6' Plenum Cable, NIST Cert | 84.5
CONFIGNIST64 | A/CP-DO-8"-6'CL2P-NIST | 10,000 Ohm Thermistor (Type II), Duct, Without Box, 8", 6' Plenum Cable, NIST Cert | 84.5
CONFIGNIST65 | A/RH2-CP-D-NIST | Relative Humidity, RH Outputs: 0-5, 0-10 VDC & 4-20mA (Default), Duct, ± 2% Accuracy, 10,000 Ohm Thermistor (Type II), Euro Enclosure, NIST Cert | 365
CONFIGNIST66 | A/RH3-CP-O-NIST | Relative Humidity, RH Outputs: 0-5, 0-10 VDC & 4-20mA (Default), Outside Air, ± 3% Accuracy, 10,000 Ohm Thermistor (Type II), Euro Enclosure, NIST Cert | 320
CONFIGNIST67 | A/RH2-CP-O-NIST | Relative Humidity, RH Outputs: 0-5, 0-10 VDC & 4-20mA (Default), Outside Air, ± 2% Accuracy, 10,000 Ohm Thermistor (Type II), Euro Enclosure, NIST Cert | 375
CONFIGNIST68 | A/RH2-CP-O-SUN-NIST | Relative Humidity, RH Outputs: 0-5, 0-10 VDC & 4-20mA (Default), Outside Air, Sun Shield, ± 3% Accuracy, 10,000 Ohm Thermistor (Type II), Euro Enclosure, NIST Cert | 710
CONFIGNIST7 | A/CP-FRZ2"-30'-NIST | 10,000 Ohm Thermistor (Type II), 2" Freezer Probe 316SS, 30', NEMA 4X Enclosure, NIST Cert | 165
CONFIGNIST70 | A/RH2-AN-D-NIST | Relative Humidity, RH Outputs: 0-5, 0-10 VDC & 4-20mA (Default), Duct, ± 2% Accuracy, 10,000 Ohm Thermistor (Type III), Euro Enclosure, NIST Cert | 365
CONFIGNIST71 | A/RH1-AN-D-NIST | Relative Humidity, RH Outputs: 0-5, 0-10 VDC & 4-20mA (Default), Duct, ± 1% Accuracy, 10,000 Ohm Thermistor (Type III), Euro Enclosure, NIST Cert | 624
CONFIGNIST72 | A/RH2-100-2W-D-NIST | Relative Humidity, RH Outputs: 0-5, 0-10 VDC & 4-20mA Output (Default), Duct, ± 2% Accuracy, 100 Ohm (Two Wires) RTD, Euro Enclosure, NIST Cert | 365
CONFIGNIST73 | A/RH3-20K-R-NIST | Relative Humidity, RH Outputs: 0-5, 0-10 VDC & 4-20mA (Default), Room (R), ± 3% Accuracy, 20,000 Ohm Thermistor, NIST Cert | 300
CONFIGNIST74 | A/RH3-CP-R-NIST | Relative Humidity, RH Outputs: 0-5, 0-10 VDC & 4-20mA (Default), Room (R), ± 3% Accuracy, 10,000 Ohm Thermistor (Type II), NIST Cert | 300
CONFIGNIST76 | A/100-LTS-10'-NIST | 100 Ohm RTD, 2" Freezer Probe 316SS, 10', NIST Cert | 185
CONFIGNIST78 | A/RH2-AN-O-NIST | Relative Humidity, RH Outputs: 0-5, 0-10 VDC & 4-20mA (Default), Outside Air, ± 2% Accuracy, 10,000 Ohm Thermistor (Type III), Euro Enclosure, NIST Cert | 375
CONFIGNIST8 | A/CP-D-8"-GD-NIST | 10,000 Ohm Thermistor (Type II), Duct, 8", Galvanized Enclosure, NIST Cert | 77
CONFIGNIST80 | A/RH1-CP-D-NIST | Relative Humidity, RH Outputs: 0-5, 0-10 VDC & 4-20mA (Default), Duct, ± 1% Accuracy, 10,000 Ohm Thermistor (Type II), Euro Enclosure, NIST Cert | 624
CONFIGNIST82 | A/0.1CP-INW-4"-GD-NIST | High Accuracy 10,000 Ohm Thermistor (Type II), Immersion, No Well, 4", Galvanized Enclosure, NIST Cert | 87
CONFIGNIST84 | A/1K-2W-I-6"-BB-NIST | 1,000 Ohm (Two Wires) RTD, Immersion, Welded Well, 6", NEMA 3R Enclosure, NIST Cert | 139.5
CONFIGNIST85 | A/1K-2W-I-4"-BB-NIST | 1,000 Ohm (Two Wires) RTD, Immersion, Welded Well, 4", NEMA 3R Enclosure, NIST Cert | 139.5
CONFIGNIST86 | A/100KS-A-24'-PB-NIST | 100,000 Ohm Thermistor, Copper Averaging, 24', Plastic Enclosure, NIST Cert | 235
CONFIGNIST87 | A/RH2-100-2W-R-NIST | Relative Humidity, RH Outputs: 0-5, 0-10 VDC & 4-20mA (Default), Room (R), ± 2% Accuracy, 100 Ohm (Two Wires) RTD, NIST Cert | 360
CONFIGNIST88 | A/1K-2W-R2-NIST | 1,000 Ohm (Two Wires) RTD, Room (R2), NIST Cert | 38
CONFIGNIST89 | CP-INW-4"-4X-NIST | 10,000 Ohm Thermistor (Type II), Immersion, No Well, 4", NEMA 4X Enclosure, NIST Cert | 110
CONFIGNIST9 | A/CP-FA-24'-GD-NIST | 10,000 Ohm Thermistor (Type II), Flexible Cable Averaging, 24', Galvanized Enclosure, NIST Cert | 280
CONFIGNIST90 | A/AN-A-8'-PB-NIST | 10,000 Ohm Thermistor (Type II), Copper Averaging, 8', Plastic Enclosure, NIST Cert | 165
CONFIGNIST92 | A/0.1CP-INW-6"-BB-NIST | High Accuracy, 10,000 Ohm Thermistor (Type II), Immersion, No Well, 6", NEMA 3R Enclosure, NIST Cert | 103.5
CONFIGNIST93 | A/0.1CP-INW-4"-BB-NIST | High Accuracy, 10,000 Ohm Thermistor (Type II), Immersion, No Well, 4", NEMA 3R Enclosure, NIST Cert | 103.5
CONFIGNIST95 | A/RH2-100-3W-R2-NIST | Relative Humidity, RH Outputs: 0-5, 0-10 VDC & 4-20mA (Default), Room (R2), ± 2% Accuracy, 100 Ohm (Three Wires) RTD, NIST Cert | 360
CONFIGNIST97 | A/RH2-CP-R2-NIST | Relative Humidity, RH Outputs: 0-5, 0-10 VDC & 4-20mA (Default), Room (R2), ± 2% Accuracy, 10,000 Ohm Thermistor (Type II), NIST Cert | 360
CONFIGNIST98 | A/CP-FA-24'-EH-NIST | 10,000 Ohm Thermistor (Type II), Flexible Cable Averaging, 24', Euro Enclosure, NIST Cert | 296.5
CONFIGNIST99 | A/RH2-CP-SP-010-NIST | Relative Humidity, RH Outputs: 0-10 VDC, Wall Plate 304SS, ± 2% Accuracy, 10,000 Ohm Thermistor (Type II), 0-10VDC, NIST Cert | 375