## Sheet1
Part Number | PRODUCT TYPE | APPLICATION | DESCRIPTION | List Price
01APS-501 | Sensor | Air | Differential pressure switch, 0.80...4.00 inch WC [200...1000 Pa], Switch | 72.00
01APS-501.1 | Sensor | Air | Differential pressure switch, 0.80...4.00 inch WC [200...1000 Pa], Switch Multipack 45 pcs. | 59.00
01APS-504 | Sensor | Air | Differential pressure switch, 2.00...10.00 inch WC [500...2500 Pa], Switch | 72.00
01APS-504.1 | Sensor | Air | Differential pressure switch, 2.00...10.00 inch WC [500...2500 Pa], Switch Multipack 45 pcs. | 59.00
01APS-50R | Sensor | Air | Differential pressure switch, 0.08...1.20 inch WC [20...300 Pa], Switch | 72.00
01APS-50R.1 | Sensor | Air | Differential pressure switch, 0.08...1.20 inch WC [20...300 Pa], Switch Multipack 45 pcs. | 59.00
01APS-50U | Sensor | Air | Differential pressure switch, 0.20...2.00 inch WC [50...500 Pa], Switch | 72.00
01APS-50U.1 | Sensor | Air | Differential pressure switch, 0.20...2.00 inch WC [50...500 Pa], Switch Multipack 45 pcs. | 59.00
01APS-50U-SG.1 | Sensor | Air | Differential pressure switch, 0.20...2.00 inch WC [50...500 Pa], Switch Multipack 45 pcs. | 57
01CT-5AH | Sensor | Air | Cable Temperature Sensor passive, Pt100, Probe diameter 0.24" [6 mm], cable 2 m, 2-wire | 41.00
01CT-5BH | Sensor | Air | Cable Temperature Sensor passive, Pt1000, Probe diameter 0.24" [6 mm], cable 2 m, 2-wire | 41.00
01CT-5BL | Sensor | Air | Cable Temperature Sensor with mounting flange passive, Pt1000, Probe diameter 0.24" [6 mm], cable 2 m, 2-wire | 41.00
01CT-5BP | Sensor | Air | Cable Temperature Sensor with mounting flange passive, Pt1000, Probe diameter 0.24" [6 mm], cable 2 m, 2-wire | 41.00
01CT-5EH | Sensor | Air | Cable Temperature Sensor passive, Ni1000 (JCI), Probe diameter 0.24" [6 mm], cable 2 m, 2-wire | 41.00
01CT-5LH | Sensor | Air | Cable Temperature Sensor passive, NTC10k (10k2), Probe diameter 0.24" [6 mm], cable 2 m, 2-wire | 32.00
01CT-5LH01 | Sensor | Air | Cable Temperature Sensor 75C, 10k2, 2" probe, 2m length | 21
01CT-5LL | Sensor | Air | Cable Temperature Sensor with mounting flange passive, NTC10k (10k2), Probe diameter 0.24" [6 mm], cable 2 m, 2-wire | 32.00
01CT-5LL01 | Sensor | Air | Cable Temperature Sensor 75C, 10k2, 4" probe, 2m length | 22
01CT-5LLF1-4 | Sensor | Air | Cable Temperature Sensor 75C, 10k2, 4" probe, 3m length | 32
01CT-5LP | Sensor | Air | Cable Temperature Sensor with mounting flange passive, NTC10k (10k2), Probe diameter 0.24" [6 mm], cable 2 m, 2-wire | 32.00
01CT-5LP01 | Sensor | Air | Cable Temperature Sensor 75C, 10k2, 8" probe, 2m length | 26
01CT-5LPF1-4 | Sensor | Air | Cable Temperature Sensor 75C, 10k2, 8" probe, 3m length | 32
01CT-5MH | Sensor | Air | Cable Temperature Sensor passive, NTC10k3 (Precon), Probe diameter 0.24" [6 mm], cable 2 m, 2-wire | 32.00
01CT-5MH01 | Sensor | Air | Cable Temperature Sensor 75C, 10k3, 2" probe, 2m length | 21
01CT-5ML | Sensor | Air | Cable Temperature Sensor with mounting flange passive, NTC10k3 (Precon), Probe diameter 0.24" [6 mm], cable 2 m, 2-wire | 32.00
01CT-5ML01 | Sensor | Air | Cable Temperature Sensor 75C, 10k3, 4" probe, 2m length | 22
01CT-5MLF1-4 | Sensor | Air | Cable Temperature Sensor 75C, 10k3, 4" probe, 3m length | 32
01CT-5MP | Sensor | Air | Cable Temperature Sensor with mounting flange passive, NTC10k3 (Precon), Probe diameter 0.24" [6 mm], cable 2 m, 2-wire | 32.00
01CT-5MP01 | Sensor | Air | Cable Temperature Sensor 75C, 10k3, 8" probe, 2m length | 26
01CT-5MPF1-4 | Sensor | Air | Cable Temperature Sensor 75C, 10k3, 8" probe, 3m length | 32
01CT-5QH | Sensor | Air | Cable Temperature Sensor passive, NTC20k, Probe diameter 0.24" [6 mm], cable 2 m, 2-wire | 32.00
01CT-5QH01 | Sensor | Air | Cable Temperature Sensor 75C, 20k, 2" probe, 2m length | 21
01CT-5QL | Sensor | Air | Cable Temperature Sensor with mounting flange passive, NTC20k, Probe diameter 0.24" [6 mm], cable 2 m, 2-wire | 32.00
01CT-5QL01 | Sensor | Air | Cable Temperature Sensor 75C, 20k, 4" probe, 2m length | 24
01CT-5QLF1-4 | Sensor | Air | Cable Temperature Sensor 75C, 20k, 4" probe, 3m length | 34
01CT-5QP | Sensor | Air | Cable Temperature Sensor with mounting flange passive, NTC20k, Probe diameter 0.24" [6 mm], cable 2 m, 2-wire | 32.00
01CT-5QP01 | Sensor | Air | Cable Temperature Sensor 75C, 20k, 8" probe, 2m length | 26
01CT-5QPF1-4 | Sensor | Air | Cable Temperature Sensor 75C, 20k, 8" probe, 3m length | 34
01DT-5AH | Sensor | Air | Duct/Immersion Temperature Sensor passive, Pt100, Probe length 2" [50 mm], Probe diameter 0.24" [6 mm] | 49.00
01DT-5AL | Sensor | Air | Duct/Immersion Temperature Sensor passive, Pt100, Probe length 4" [100 mm], Probe diameter 0.24" [6 mm] | 49.00
01DT-5AN | Sensor | Air | Duct/Immersion Temperature Sensor passive, Pt100, Probe length 6" [150 mm], Probe diameter 0.24" [6 mm] | 49.00
01DT-5AP | Sensor | Air | Duct/Immersion Temperature Sensor passive, Pt100, Probe length 8" [200 mm], Probe diameter 0.24" [6 mm] | 49.00
01DT-5AR | Sensor | Air | Duct/Immersion Temperature Sensor passive, Pt100, Probe length 12" [300 mm], Probe diameter 0.24" [6 mm] | 49.00
01DT-5AT | Sensor | Air | Duct/Immersion Temperature Sensor passive, Pt100, Probe length 18" [450 mm], Probe diameter 0.24" [6 mm] | 56.00
01DT-5BH | Sensor | Air | Duct/Immersion Temperature Sensor passive, Pt1000, Probe length 2" [50 mm], Probe diameter 0.24" [6 mm] | 49.00
01DT-5BL | Sensor | Air | Duct/Immersion Temperature Sensor passive, Pt1000, Probe length 4" [100 mm], Probe diameter 0.24" [6 mm] | 49.00
01DT-5BN | Sensor | Air | Duct/Immersion Temperature Sensor passive, Pt1000, Probe length 6" [150 mm], Probe diameter 0.24" [6 mm] | 49.00
01DT-5BP | Sensor | Air | Duct/Immersion Temperature Sensor passive, Pt1000, Probe length 8" [200 mm], Probe diameter 0.24" [6 mm] | 49.00
01DT-5BR | Sensor | Air | Duct/Immersion Temperature Sensor passive, Pt1000, Probe length 12" [300 mm], Probe diameter 0.24" [6 mm] | 49.00
01DT-5BT | Sensor | Air | Duct/Immersion Temperature Sensor passive, Pt1000, Probe length 18" [450 mm], Probe diameter 0.24" [6 mm] | 56.00
01DT-5EH | Sensor | Air | Duct/Immersion Temperature Sensor passive, Ni1000 (JCI), Probe length 2" [50 mm], Probe diameter 0.24" [6 mm] | 39.00
01DT-5EL | Sensor | Air | Duct/Immersion Temperature Sensor passive, Ni1000 (JCI), Probe length 4" [100 mm], Probe diameter 0.24" [6 mm] | 39.00
01DT-5EN | Sensor | Air | Duct/Immersion Temperature Sensor passive, Ni1000 (JCI), Probe length 6" [150 mm], Probe diameter 0.24" [6 mm] | 39.00
01DT-5EP | Sensor | Air | Duct/Immersion Temperature Sensor passive, Ni1000 (JCI), Probe length 8" [200 mm], Probe diameter 0.24" [6 mm] | 39.00
01DT-5ER | Sensor | Air | Duct/Immersion Temperature Sensor passive, Ni1000 (JCI), Probe length 12" [300 mm], Probe diameter 0.24" [6 mm] | 39.00
01DT-5ET | Sensor | Air | Duct/Immersion Temperature Sensor passive, Ni1000 (JCI), Probe length 18" [450 mm], Probe diameter 0.24" [6 mm] | 56.00
01DT-5LH | Sensor | Air | Duct/Immersion Temperature Sensor passive, NTC10k (10k2), Probe length 2" [50 mm], Probe diameter 0.24" [6 mm] | 32.00
01DT-5LL | Sensor | Air | Duct/Immersion Temperature Sensor passive, NTC10k (10k2), Probe length 4" [100 mm], Probe diameter 0.24" [6 mm] | 32.00
01DT-5LN | Sensor | Air | Duct/Immersion Temperature Sensor passive, NTC10k (10k2), Probe length 6" [150 mm], Probe diameter 0.24" [6 mm] | 32.00
01DT-5LP | Sensor | Air | Duct/Immersion Temperature Sensor passive, NTC10k (10k2), Probe length 8" [200 mm], Probe diameter 0.24" [6 mm] | 32.00
01DT-5LR | Sensor | Air | Duct/Immersion Temperature Sensor passive, NTC10k (10k2), Probe length 12" [300 mm], Probe diameter 0.24" [6 mm] | 32.00
01DT-5LT | Sensor | Air | Duct/Immersion Temperature Sensor passive, NTC10k (10k2), Probe length 18" [450 mm], Probe diameter 0.24" [6 mm] | 49.00
01DT-5MH | Sensor | Air | Duct/Immersion Temperature Sensor passive, NTC10k3 (Precon), Probe length 2" [50 mm], Probe diameter 0.24" [6 mm] | 32.00
01DT-5ML | Sensor | Air | Duct/Immersion Temperature Sensor passive, NTC10k3 (Precon), Probe length 4" [100 mm], Probe diameter 0.24" [6 mm] | 32.00
01DT-5MN | Sensor | Air | Duct/Immersion Temperature Sensor passive, NTC10k3 (Precon), Probe length 6" [150 mm], Probe diameter 0.24" [6 mm] | 32.00
01DT-5MP | Sensor | Air | Duct/Immersion Temperature Sensor passive, NTC10k3 (Precon), Probe length 8" [200 mm], Probe diameter 0.24" [6 mm] | 32.00
01DT-5MR | Sensor | Air | Duct/Immersion Temperature Sensor passive, NTC10k3 (Precon), Probe length 12" [300 mm], Probe diameter 0.24" [6 mm] | 32.00
01DT-5MT | Sensor | Air | Duct/Immersion Temperature Sensor passive, NTC10k3 (Precon), Probe length 18" [450 mm], Probe diameter 0.24" [6 mm] | 49.00
01DT-5QH | Sensor | Air | Duct/Immersion Temperature Sensor passive, NTC20k, Probe length 2" [50 mm], Probe diameter 0.24" [6 mm] | 32.00
01DT-5QL | Sensor | Air | Duct/Immersion Temperature Sensor passive, NTC20k, Probe length 4" [100 mm], Probe diameter 0.24" [6 mm] | 32.00
01DT-5QN | Sensor | Air | Duct/Immersion Temperature Sensor passive, NTC20k, Probe length 6" [150 mm], Probe diameter 0.24" [6 mm] | 32.00
01DT-5QP | Sensor | Air | Duct/Immersion Temperature Sensor passive, NTC20k, Probe length 8" [200 mm], Probe diameter 0.24" [6 mm] | 32.00
01DT-5QR | Sensor | Air | Duct/Immersion Temperature Sensor passive, NTC20k, Probe length 12" [300 mm], Probe diameter 0.24" [6 mm] | 32.00
01DT-5QT | Sensor | Air | Duct/Immersion Temperature Sensor passive, NTC20k, Probe length 18" [450 mm], Probe diameter 0.24" [6 mm] | 49.00
01DTS-504 | Sensor | Air | Low Temperature Detection Sensor passive, Switch, Auto reset | 258.00
01DTS-504X | Sensor | Air | Low Temperature Detection Sensor passive, Switch, Manual reset | 284.00
01DTS-505 | Sensor | Air | Low Temperature Detection Sensor passive, Switch, Auto reset | 288.00
01DTS-505X | Sensor | Air | Low Temperature Detection Sensor passive, Switch, Manual reset | 318.00
01HT-5A | Sensor | Water | Contact Temperature Sensor passive, Pt100 | 60.00
01HT-5B | Sensor | Water | Contact Temperature Sensor passive, Pt1000 | 60.00
01HT-5E | Sensor | Water | Contact Temperature Sensor passive, Ni1000 (JCI) | 60.00
01HT-5L | Sensor | Water | Contact Temperature Sensor passive, NTC10k (10k2) | 46.00
01HT-5M | Sensor | Water | Contact Temperature Sensor passive, NTC10k3 (Precon) | 46.00
01HT-5Q | Sensor | Water | Contact Temperature Sensor passive, NTC20k | 46.00
01MT-5B4 | Sensor | Air | Average Temperature Sensor passive, Pt1000, Probe length 10 ft [3 m] | 285.00
01MT-5B5 | Sensor | Air | Average Temperature Sensor passive, Pt1000, Probe length 20 ft [6 m] | 327.00
01MT-5E4 | Sensor | Air | Average Temperature Sensor passive, Ni1000 (JCI), Probe length 10 ft [3 m] | 266.00
01MT-5E5 | Sensor | Air | Average Temperature Sensor passive, Ni1000 (JCI), Probe length 20 ft [6 m] | 327.00
01MT-5L4 | Sensor | Air | Average Temperature Sensor passive, NTC10k (10k2), Probe length 10 ft [3 m] | 204.00
01MT-5L5 | Sensor | Air | Average Temperature Sensor passive, NTC10k (10k2), Probe length 20 ft [6 m] | 252.00
01MT-5M4 | Sensor | Air | Average Temperature Sensor passive, NTC10k3 (Precon), Probe length 10 ft [3 m] | 204.00
01MT-5M5 | Sensor | Air | Average Temperature Sensor passive, NTC10k3 (Precon), Probe length 20 ft [6 m] | 252.00
01MT-5Q4 | Sensor | Air | Average Temperature Sensor passive, NTC20k, Probe length 10 ft [3 m] | 204.00
01MT-5Q5 | Sensor | Air | Average Temperature Sensor passive, NTC20k, Probe length 20 ft [6 m] | 252.00
01RT-5B-0 | Sensor | Air | Room Sensor Temperature passive, manual override, Pt1000, white, RAL 9003 | 46.00
01RT-5B00L-0 | Sensor | Air | Room Sensor Temperature passive, PT1000, no logo | 46
01RT-5L-0 | Sensor | Air | Room Sensor Temperature passive, manual override, NTC10k (10k2), white, RAL 9003 | 27.00
01RT-5L00L-0 | Sensor | Air | Room Sensor Temperature passive, 10k2, no logo | 27
01RT-5M-0 | Sensor | Air | Room Sensor Temperature passive, manual override, NTC10k3 (Precon), white, RAL 9003 | 27.00
01RT-5M00L-0 | Sensor | Air | Room Sensor Temperature passive, 10k3, no logo | 27
01RT-5Q-0 | Sensor | Air | Room Sensor Temperature passive, manual override, NTC20k, white, RAL 9003 | 30.00
01RT-5Q00L-0 | Sensor | Air | Room Sensor Temperature passive, 20k, no logo | 30
01ST-5A3 | Sensor | Water | Contact Temperature Sensor passive, Pt100, Probe diameter 0.24" [6 mm], cable 2 m, 2-wire | 52.00
01ST-5B3 | Sensor | Water | Contact Temperature Sensor passive, Pt1000, Probe diameter 0.24" [6 mm], cable 2 m, 2-wire | 52.00
01ST-5E3 | Sensor | Water | Contact Temperature Sensor passive, Ni1000 (JCI), Probe diameter 0.24" [6 mm], cable 2 m, 2-wire | 52.00
01ST-5L3 | Sensor | Water | Contact Temperature Sensor passive, NTC10k (10k2), Probe diameter 0.24" [6 mm], cable 2 m, 2-wire | 41.00
01ST-5M3 | Sensor | Water | Contact Temperature Sensor passive, NTC10k3 (Precon), Probe diameter 0.24" [6 mm], cable 2 m, 2-wire | 41.00
01ST-5Q3 | Sensor | Water | Contact Temperature Sensor passive, NTC20k, Probe diameter 0.24" [6 mm], cable 2 m, 2-wire | 41.00
01UT-5A | Sensor | Air | Outside Temperature Sensor passive, Pt100 | 77.00
01UT-5B | Sensor | Air | Outside Temperature Sensor passive, Pt1000 | 77.00
01UT-5E | Sensor | Air | Outside Temperature Sensor passive, Ni1000 (JCI) | 70.00
01UT-5L | Sensor | Air | Outside Temperature Sensor passive, NTC10k (10k2) | 49.00
01UT-5M | Sensor | Air | Outside Temperature Sensor passive, NTC10k3 (Precon) | 49.00
01UT-5Q | Sensor | Air | Outside Temperature Sensor passive, NTC20k | 49.00
10478-00024 | Accessory | Accessory | LM/TM Anti-Rotation Strap (24 pcs) | 32.00
10478-00036 | Accessory | Accessory | LM/TM Anti-Rotation Strap (36 pcs) | 41.00
10556-00002 | Accessory | Accessory | Terminal cover cpl. D4-6 with Connector | 29.00
11595-00001 | Accessory | Accessory | crank complet AFB/NFB | 4.00
12878-00001 | Accessory | Accessory | Clamp AFB/NFB NEMA4 cpl. | 61.00
13131-00001 | Accessory | Accessory | LRA, CCV, M4+M5 kit | 2.00
13760-00002 | Accessory | Accessory | Cable gland PR cpl. AM | 43.00
20477-00001 | Mechanical Accessory | Accessory | Module Bracket for Honeywell Economizer | 70.00
21333-00001 | Accessory | Accessory | Limit stop CM | 3.00
22ADP-554 | Sensor | Air | Differential Pressure Sensor Air, 0...10 inch WC [0...2500 Pa], Modbus, 0...5 V, 0...10 V | 376.00
22ADP-554L | Sensor | Air | Differential Pressure Sensor Air, 0...10 inch WC [0...2500 Pa], Modbus, 0...5 V, 0...10 V, LCD | 489.00
22ADP-556 | Sensor | Air | Differential Pressure Sensor Air, 0...28 inch WC [0...7000 Pa], Modbus, 0...5 V, 0...10 V | 376.00
22ADP-556L | Sensor | Air | Differential Pressure Sensor Air, 0...28 inch WC [0...7000 Pa], Modbus, 0...5 V, 0...10 V, LCD | 489.00
22ADP-55Q | Sensor | Air | Differential Pressure Sensor Air, 0...1 inch WC [0...250 Pa], Modbus, 0...5 V, 0...10 V | 376.00
22ADP-55QA | Sensor | Air | Differential Pressure Sensor Air, 0...1 inch WC [0...250 Pa], Auto-Zero, Modbus, 0...5 V, 0...10 V | 489.00
22ADP-55QB | Sensor | Air | Differential Pressure Sensor Air, 0...1 inch WC [0...250 Pa], Auto-Zero, Modbus, 0...5 V, 0...10 V, LCD | 571.00
22ADP-55QL | Sensor | Air | Differential Pressure Sensor Air, 0...1 inch WC [0...250 Pa], Modbus, 0...5 V, 0...10 V, LCD | 489.00
22ADP-584 | Sensor | Air | Differential Pressure Sensor Air, 0...10 inch WC [0...2500 Pa], 0...5 V, 0...10 V, 4...20 mA | 307.00
22ADP-584A | Sensor | Air | Differential Pressure Sensor Air, 0...10 inch WC [0...2500 Pa], Auto-Zero, 0...5 V, 0...10 V, 4...20 mA | 392.00
22ADP-584B | Sensor | Air | Differential Pressure Sensor Air, 0...10 inch WC [0...2500 Pa], Auto-Zero, 0...5 V, 0...10 V, 4...20 mA, LCD | 510.00
22ADP-584L | Sensor | Air | Differential Pressure Sensor Air, 0...10 inch WC [0...2500 Pa], 0...5 V, 0...10 V, 4...20 mA, LCD | 376.00
22ADP-586 | Sensor | Air | Differential Pressure Sensor Air, 0...28 inch WC [0...7000 Pa], 0...5 V, 0...10 V, 4...20 mA | 307.00
22ADP-586L | Sensor | Air | Differential Pressure Sensor Air, 0...28 inch WC [0...7000 Pa], 0...5 V, 0...10 V, 4...20 mA, LCD | 376.00
22ADP-58Q | Sensor | Air | Differential Pressure Sensor Air, 0...1 inch WC [0...250 Pa], 0...5 V, 0...10 V, 4...20 mA | 307.00
22ADP-58QA | Sensor | Air | Differential Pressure Sensor Air, 0...1 inch WC [0...250 Pa], Auto-Zero, 0...5 V, 0...10 V, 4...20 mA | 392.00
22ADP-58QB | Sensor | Air | Differential Pressure Sensor Air, 0...1 inch WC [0...250 Pa], Auto-Zero, 0...5 V, 0...10 V, 4...20 mA, LCD | 510.00
22ADP-58QL | Sensor | Air | Differential Pressure Sensor Air, 0...1 inch WC [0...250 Pa], 0...5 V, 0...10 V, 4...20 mA, LCD | 376.00
22CT-52H | Sensor | Air | Cable Temperature Sensor active, 0...5 V, 0...10 V, Probe length 2" [50 mm], Probe diameter 0.24" [6 mm] | 172.00
22CT-54H | Sensor | Air | Cable Temperature Sensor active, 4...20 mA, Probe length 2" [50 mm], Probe diameter 0.24" [6 mm] | 172.00
22DC-51 | Sensor | Air | Duct Sensor CO₂ active, 0...5 V, 0...10 V, Probe length 7" [180 mm], Probe diameter 7.09" [19.5 mm] | 573.00
22DC-53 | Sensor | Air | Duct Sensor CO₂ active, 4...20 mA, 0...5 V, 0...10 V, Probe length 7" [180 mm], Probe diameter 7.09" [19.5 mm] | 573.00
22DCK-11 | Sensor | Air | Duct Sensor CO₂ / VOC / CO₂+VOC mix / Temperature active, 0...5 V, 0...10 V, Probe length 7" [180 mm], Probe diameter 7.09" [19.5 mm] | 1104.00
22DCK-51 | Sensor | Air | Duct Sensor CO₂ / VOC / CO₂+VOC mix / Temperature active, 0...5 V, 0...10 V, Probe length 7" [180 mm], Probe diameter 7.09" [19.5 mm] | 1104.00
22DCM-11 | Sensor | Air | Duct Sensor CO₂ / VOC / Temperature active, 0...5 V, 0...10 V, Probe length 7" [180 mm], Probe diameter 7.09" [19.5 mm] | 1023.00
22DCM-51 | Sensor | Air | Duct Sensor CO₂ / VOC / Temperature active, 0...5 V, 0...10 V, Probe length 7" [180 mm], Probe diameter 7.09" [19.5 mm] | 1023.00
22DCV-51 | Sensor | Air | Duct Sensor CO₂ / VOC active, 0...5 V, 0...10 V, Probe length 7" [180 mm], Probe diameter 7.09" [19.5 mm] | 941.00
22DT-52H | Sensor | Air | Duct/Immersion Temperature Sensor active, 0...5 V, 0...10 V, Probe length 2" [50 mm], Probe diameter 0.24" [6 mm] | 171.00
22DT-52L | Sensor | Air | Duct/Immersion Temperature Sensor active, 0...5 V, 0...10 V, Probe length 4" [100 mm], Probe diameter 0.24" [6 mm] | 171.00
22DT-52N | Sensor | Air | Duct/Immersion Temperature Sensor active, 0...5 V, 0...10 V, Probe length 6" [150 mm], Probe diameter 0.24" [6 mm] | 171.00
22DT-52P | Sensor | Air | Duct/Immersion Temperature Sensor active, 0...5 V, 0...10 V, Probe length 8" [200 mm], Probe diameter 0.24" [6 mm] | 171.00
22DT-52R | Sensor | Air | Duct/Immersion Temperature Sensor active, 0...5 V, 0...10 V, Probe length 12" [300 mm], Probe diameter 0.24" [6 mm] | 171.00
22DT-52T | Sensor | Air | Duct/Immersion Temperature Sensor active, 0...5 V, 0...10 V, Probe length 18" [450 mm], Probe diameter 0.24" [6 mm] | 171.00
22DT-54H | Sensor | Air | Duct/Immersion Temperature Sensor active, 4...20 mA, Probe length 2" [50 mm], Probe diameter 0.24" [6 mm] | 171.00
22DT-54L | Sensor | Air | Duct/Immersion Temperature Sensor active, 4...20 mA, Probe length 4" [100 mm], Probe diameter 0.24" [6 mm] | 171.00
22DT-54N | Sensor | Air | Duct/Immersion Temperature Sensor active, 4...20 mA, Probe length 6" [150 mm], Probe diameter 0.24" [6 mm] | 171.00
22DT-54P | Sensor | Air | Duct/Immersion Temperature Sensor active, 4...20 mA, Probe length 8" [200 mm], Probe diameter 0.24" [6 mm] | 171.00
22DT-54R | Sensor | Air | Duct/Immersion Temperature Sensor active, 4...20 mA, Probe length 12" [300 mm], Probe diameter 0.24" [6 mm] | 171.00
22DT-54T | Sensor | Air | Duct/Immersion Temperature Sensor active, 4...20 mA, Probe length 18" [450 mm], Probe diameter 0.24" [6 mm] | 171.00
22DTC-11 | Sensor | Air | Duct Sensor CO₂ / Temperature active, 0...5 V, 0...10 V, Probe length 7" [180 mm], Probe diameter 7.09" [19.5 mm] | 655.00
22DTC-13 | Sensor | Air | Duct Sensor CO₂ / Temperature active, 4...20 mA, Probe length 7" [180 mm], Probe diameter 7.09" [19.5 mm] | 655.00
22DTC-51 | Sensor | Air | Duct Sensor CO₂ / Temperature active, 0...5 V, 0...10 V, Probe length 7" [180 mm], Probe diameter 7.09" [19.5 mm] | 655.00
22DTC-5105 | Sensor | Air | Duct Sensor CO₂ / Temperature active, 0...5 V, 0...10 V, Probe length 7" [180 mm], Probe diameter 7.09" [19.5 mm] | 655.00
22DTC-53 | Sensor | Air | Duct Sensor CO₂ / Temperature active, 4...20 mA, Probe length 7" [180 mm], Probe diameter 7.09" [19.5 mm] | 655.00
22DTH-51M | Sensor | Air | Duct Sensor Humidity / Temperature active, 0...5 V, 0...10 V, Probe length 5.5" [140 mm], Probe diameter 7.09" [19.5 mm] | 334.00
22DTH-51MB | Sensor | Air | Duct Sensor Humidity / Temperature active, 0...5 V, 0...10 V, passive Pt1000, Probe length 5.5" [140 mm], Probe diameter 7.09" [19.5 mm] | 334.00
22DTH-51ME | Sensor | Air | Duct Sensor Humidity / Temperature active, 0...5 V, 0...10 V, passive Ni1000 (JCI), Probe length 5.5" [140 mm], Probe diameter 7.09" [19.5 mm] | 334.00
22DTH-51ML | Sensor | Air | Duct Sensor Humidity / Temperature active, 0...5 V, 0...10 V, passive NTC10k (10k2), Probe length 5.5" [140 mm], Probe diameter 7.09" [19.5 mm] | 334.00
22DTH-51MM | Sensor | Air | Duct Sensor Humidity / Temperature active, 0...5 V, 0...10 V, passive NTC10k3 (Precon), Probe length 5.5" [140 mm], Probe diameter 7.09" [19.5 mm] | 334.00
22DTH-51MQ | Sensor | Air | Duct Sensor Humidity / Temperature active, 0...5 V, 0...10 V, passive NTC20k, Probe length 5.5" [140 mm], Probe diameter 7.09" [19.5 mm] | 334.00
22DTH-53M | Sensor | Air | Duct Sensor Humidity / Temperature active, 4...20 mA, Probe length 5.5" [140 mm], Probe diameter 7.09" [19.5 mm] | 334.00
22DTH-53MB | Sensor | Air | Duct Sensor Humidity / Temperature active, 4...20 mA, passive Pt1000, Probe length 5.5" [140 mm], Probe diameter 7.09" [19.5 mm] | 334.00
22DTH-53ME | Sensor | Air | Duct Sensor Humidity / Temperature active, 4...20 mA, passive Ni1000 (JCI), Probe length 5.5" [140 mm], Probe diameter 7.09" [19.5 mm] | 334.00
22DTH-53ML | Sensor | Air | Duct Sensor Humidity / Temperature active, 4...20 mA, passive NTC10k (10k2), Probe length 5.5" [140 mm], Probe diameter 7.09" [19.5 mm] | 334.00
22DTH-53MM | Sensor | Air | Duct Sensor Humidity / Temperature active, 4...20 mA, passive NTC10k3 (Precon), Probe length 5.5" [140 mm], Probe diameter 7.09" [19.5 mm] | 334.00
22DTH-53MQ | Sensor | Air | Duct Sensor Humidity / Temperature active, 4...20 mA, passive NTC20k, Probe length 5.5" [140 mm], Probe diameter 7.09" [19.5 mm] | 334.00
22DTH-55M | Sensor | Air | Duct Sensor Humidity / Temperature active, Modbus, 0...5 V, 0...10 V, Probe length 5.5" [140 mm], Probe diameter 7.09" [19.5 mm] | 409.00
22DTH-56M | Sensor | Air | Duct Sensor Humidity / Temperature active, BACnet, 0...5 V, 0...10 V, Probe length 5.5" [140 mm], Probe diameter 7.09" [19.5 mm] | 409.00
22DTM-11 | Sensor | Air | Duct Sensor CO₂ / Humidity / Temperature active, 0...5 V, 0...10 V, Probe length 7" [180 mm], Probe diameter 7.09" [19.5 mm] | 860.00
22DTM-1106 | Sensor | Air | Duct Sensor CO₂ / Humidity / Temperature active, 0...5 V, 0...10 V, Probe length 7" [180 mm], Probe diameter 7.09" [19.5 mm], LCD | 1003.00
22DTM-15 | Sensor | Air | Duct Sensor CO₂ / Humidity / Temperature active, Modbus, 0...5 V, 0...10 V, Probe length 7" [180 mm], Probe diameter 7.09" [19.5 mm] | 880.00
22DTM-51 | Sensor | Air | Duct Sensor CO₂ / Humidity / Temperature active, 0...5 V, 0...10 V, Probe length 7" [180 mm], Probe diameter 7.09" [19.5 mm] | 860.00
22DTM-5106 | Sensor | Air | Duct Sensor CO₂ / Humidity / Temperature active, 0...5 V, 0...10 V, Probe length 7" [180 mm], Probe diameter 7.09" [19.5 mm], LCD | 1003.00
22DTM-56 | Sensor | Air | Duct Sensor CO₂ / Humidity / Temperature active, BACnet, 0...5 V, 0...10 V, Probe length 7" [180 mm], Probe diameter 7.09" [19.5 mm] | 880.00
22HH-50 | Sensor | Water | Condensation Switch active, Switch, internal Sensor, LED | 227.00
22HH-500X | Sensor | Water | Condensation Switch active, Switch, external Sensor, LED | 248.00
22HT-52 | Sensor | Water | Contact Temperature Sensor active, 0...5 V, 0...10 V | 172.00
22HT-54 | Sensor | Water | Contact Temperature Sensor active, 4...20 mA | 172.00
22MT-524 | Sensor | Air | Average Temperature Sensor active, 0...5 V, 0...10 V, Probe length 10 ft [3 m] | 430.00
22MT-525 | Sensor | Air | Average Temperature Sensor active, 0...5 V, 0...10 V, Probe length 20 ft [6 m] | 471.00
22MT-544 | Sensor | Air | Average Temperature Sensor active, 4...20 mA, Probe length 10 ft [3 m] | 430.00
22MT-545 | Sensor | Air | Average Temperature Sensor active, 4...20 mA, Probe length 20 ft [6 m] | 471.00
22RT-5900L-1 | Sensor | Air | Room Sensor Temperature active, no logo | 146
22RT-59-1 | Sensor | Air | Room Sensor Temperature active, 0...5 V, 0...10 V, 2...10 V, MP-Bus, white, RAL 9003 | 146.00
22RTH-5900L-1 | Sensor | Air | Room Sensor Temperature active, and rH sensor, no logo | 298
22RTH-59-1 | Sensor | Air | Room Sensor Humidity / Temperature active, 0...5 V, 0...10 V, 2...10 V, MP-Bus, white, RAL 9003 | 298.00
22RTM-5900L-1 | Sensor | Air | Room Sensor Temperature active, rH, and CO2 sensor, no logo | 483
22RTM-59-1 | Sensor | Air | Room Sensor CO₂ / Humidity / Temperature active, 0...5 V, 0...10 V, 2...10 V, MP-Bus, white, RAL 9003 | 483.00
22UT-52 | Sensor | Air | Outside Temperature Sensor active, 0...5 V, 0...10 V, external Sensor, Probe length 1" [25 mm], Probe diameter 0.24" [6 mm] | 184.00
22UT-54 | Sensor | Air | Outside Temperature Sensor active, 4...20 mA, external Sensor, Probe length 1" [25 mm], Probe diameter 0.24" [6 mm] | 184.00
22UTH-51 | Sensor | Air | Outdoor Sensor Humidity, Temperature active with weather shield active, 0...5 V, 0...10 V | 435.00
22UTH-510B | Sensor | Air | Outdoor Sensor Humidity, Temperature with weather shield active, 0...5 V, 0...10 V, passive Pt1000 | 435.00
22UTH-510E | Sensor | Air | Outdoor Humidity, Temperature Sensor active, 0...5 V, 0...10 V, passive Ni1000 (JCI) | 435.00
22UTH-510L | Sensor | Air | Outdoor Humidity, Temperature Sensor active, 0...5 V, 0...10 V, passive NTC10k (10k2) | 435.00
22UTH-510M | Sensor | Air | Outdoor Humidity, Temperature Sensor active, 0...5 V, 0...10 V, passive NTC10k3 (Precon) | 435.00
22UTH-510Q | Sensor | Air | Outdoor Humidity, Temperature Sensor active, 0...5 V, 0...10 V, passive NTC20k | 435.00
22UTH-510X | Sensor | Air | Outdoor Sensor Humidity, Temperature active with weather and radiated heat shield active, 0...5 V, 0...10 V | 509.00
22UTH-53 | Sensor | Air | Outdoor Sensor Humidity, Temperature active with weather shield active, 4...20 mA | 435.00
22UTH-530B | Sensor | Air | Outdoor Sensor Humidity, Temperature with weather shield active, 4...20 mA, passive Pt1000 | 435.00
22UTH-530E | Sensor | Air | Outdoor Sensor Humidity, Temperature with weather shield active, 4...20 mA, passive Ni1000 (JCI) | 435.00
22UTH-530L | Sensor | Air | Outdoor Sensor Humidity, Temperature with weather shield active, 4...20 mA, passive NTC10k (10k2) | 435.00
22UTH-530M | Sensor | Air | Outdoor Sensor Humidity, Temperature with weather shield active, 4...20 mA, passive NTC10k3 (Precon) | 435.00
22UTH-530Q | Sensor | Air | Outdoor Sensor Humidity, Temperature with weather shield active, 4...20 mA, passive NTC20k | 435.00
22UTH-530X | Sensor | Air | Outdoor Sensor Humidity, Temperature active with weather and radiated heat shield active, 4...20 mA | 509.00
22UTH-550X | Sensor | Air | Outdoor Sensor Humidity, Temperature active with weather and radiated heat shield active, Modbus, 0...5 V, 0...10 V | 637.00
22UTH-560X | Sensor | Air | Outdoor Sensor Humidity, Temperature active with weather and radiated heat shield active, BACnet, 0...5 V, 0...10 V | 637.00
22WDP-511 | Sensor | Water | Differential Pressure Sensor Water, active, 0...10 V | 883.00
22WDP-512 | Sensor | Water | Differential Pressure Sensor Water, active, 0...10 V | 883.00
22WDP-514 | Sensor | Water | Differential Pressure Sensor Water, active, 0...10 V | 883.00
22WDP-515 | Sensor | Water | Differential Pressure Sensor Water, active, 0...10 V | 883.00
22WDP-531 | Sensor | Water | Differential Pressure Sensor Water, active, 4...20 mA | 883.00
22WDP-532 | Sensor | Water | Differential Pressure Sensor Water, active, 4...20 mA | 883.00
22WDP-534 | Sensor | Water | Differential Pressure Sensor Water, active, 4...20 mA | 883.00
22WDP-535 | Sensor | Water | Differential Pressure Sensor Water, active, 4...20 mA | 883.00
22WP-511 | Sensor | Water | Pressure sensor liquids, active, 0...10 V | 353.00
22WP-514 | Sensor | Water | Pressure sensor liquids, active, 0...10 V | 353.00
22WP-516 | Sensor | Water | Pressure sensor liquids, active, 0...10 V | 353.00
22WP-517 | Sensor | Water | Pressure sensor liquids, active, 0...10 V | 353.00
22WP-531 | Sensor | Water | Pressure sensor liquids, active, 4...20 mA | 353.00
22WP-534 | Sensor | Water | Pressure sensor liquids, active, 4...20 mA | 353.00
22WP-536 | Sensor | Water | Pressure sensor liquids, active, 4...20 mA | 353.00
22WP-537 | Sensor | Water | Pressure sensor liquids, active, 4...20 mA | 353.00
40155 | Accessory | Accessory | Rectifier Diode THT | 10.00
43231-00096 | Accessory | Accessory | Lenshead screw M4x96, Phillips, Tuf | 2.00
43423-00001 | Sensor | Accessory | Connector 6-8 PG11 1/2" w/o stopper | 20.00
A-22AP-A01 | Accessory | Air | Duct connector, Metal, L 1.5", Tube connection 0.2" | 15.00
A-22AP-A03 | Accessory | Air | Duct connector, Metal, L 4", Tube connection 0.2" | 24.00
A-22AP-A05.1 | Accessory | Accessory | Duct connector kit for 01APS-.. Multipack 50 pcs. | 15.00
A-22AP-A08 | Accessory | Accessory | Duct connector kit, PVC tube 2 m, 2 connection elements (Plastic) for 22ADP-.. | 23.00
A-22D-A03 | Accessory | Air | Mounting flange for sensor probe 6 mm, up to max. 120°C [248°F], Plastic | 9.00
A-22D-A05 | Accessory | Air | Mounting flange for sensor probe 6 mm, up to max. 260°C, Brass | 24.00
A-22D-A06 | Accessory | Air | Replacement filter, wire mesh, Stainless steel | 23.00
A-22D-A08 | Accessory | Accessory | Mounting kit, with mounting brackets | 16.00
A-22D-A09 | Accessory | Accessory | Mounting plate S housing | 7.00
A-22D-A10 | Accessory | Accessory | Mounting plate L housing | 8.00
A-22D-A11 | Accessory | Accessory | Mounting clip, with screws and adhesive foil | 3.00
A-22D-A34 | Accessory | Air | Mounting flange for duct sensor 19.5 mm, up to max. 120°C [248°F], Plastic | 15.00
A-22G-A04.1 | Accessory | Accessory | Connection adapter, 1/2"For cable 1x6 mm Multipack 10 pcs. | 60.00
A-22P-A05 | Accessory | Water | Thermowell pocket (fabricated) Stainless steel, 2" [50 mm], 1/2" NPT, wrench size 3/4" | 30.00
A-22P-A07 | Accessory | Water | Thermowell pocket (fabricated) Stainless steel, 4" [100 mm], 1/2" NPT, wrench size 3/4" | 31.00
A-22P-A09 | Accessory | Water | Thermowell pocket (fabricated) Stainless steel, 6" [150 mm], 1/2" NPT, wrench size 3/4" | 37.00
A-22P-A11 | Accessory | Water | Thermowell pocket (fabricated) Stainless steel, 8" [200 mm], 1/2" NPT, wrench size 3/4" | 46.00
A-22P-A13 | Accessory | Water | Thermowell pocket (fabricated) Stainless steel, 12" [300 mm], 1/2" NPT, wrench size 3/4" | 71.00
A-22P-A15 | Accessory | Water | Thermowell pocket (fabricated) Stainless steel, 18" [450 mm], 1/2" NPT, wrench size 3/4" | 96.00
A-22P-A17 | Accessory | Water | Thermowell pocket (fabricated) Brass, 2" [50 mm], 1/2" NPT, wrench size 3/4" | 22.00
A-22P-A19 | Accessory | Water | Thermowell pocket (fabricated) Brass, 4" [100 mm], 1/2" NPT, wrench size 3/4" | 26.00
A-22P-A21 | Accessory | Water | Thermowell pocket (fabricated) Brass, 6" [150 mm], 1/2" NPT, wrench size 3/4" | 31.00
A-22P-A23 | Accessory | Water | Thermowell pocket (fabricated) Brass, 8" [200 mm], 1/2" NPT, wrench size 3/4" | 37.00
A-22P-A25 | Accessory | Water | Thermowell pocket (fabricated) Brass, 12" [300 mm], 1/2" NPT, wrench size 3/4" | 56.00
A-22P-A27 | Accessory | Water | Thermowell pocket (fabricated) Brass, 18" [450 mm], 1/2" NPT, wrench size 3/4" | 69.00
A-22P-A36 | Accessory | Water | Thermowell pocket (machined) Stainless steel, 2" [50 mm], 1/2" NPT, wrench size 3/4" | 100.00
A-22P-A37 | Accessory | Water | Thermowell pocket (machined) Stainless steel, 4" [100 mm], 1/2" NPT, wrench size 3/4" | 133.00
A-22P-A38 | Accessory | Water | Thermowell pocket (machined) Stainless steel, 6" [150 mm], 1/2" NPT, wrench size 3/4" | 137.00
A-22P-A39 | Accessory | Water | Thermowell pocket (machined) Stainless steel, 8" [200 mm], 1/2" NPT, wrench size 3/4" | 156.00
A-22P-A40 | Accessory | Water | Fixing strap, with thermal paste for pipes up to Ø 1.6...4.3" [40...110 mm] | 11.00
A-22P-A42 | Accessory | Water | Fixing strap, with thermal paste for pipes up to Ø 1.6...9.8" [40...250 mm] | 22.00
A-22P-A44 | Accessory | Water | Syringe with thermal paste | 7.00
A-22P-A51 | Accessory | Accessory | Cold barrier, Plastic, L 50 mmFor thermowell pocket A-22P-A.. | 25.00
A-22P-A60 | Sensor | Water | Adapter | 11.00
A-22WP-A01 | Accessory | Water | Reduction adapter, 1/4" NPT (internal thread) to 1/2" NPT (external thread) | 24.00
A-22WP-A03 | Accessory | Water | Pipe connector, Brass, Pipe 0.24" [6 mm] to 1/4" NPT (external thread), Set of 2 pcs. | 35.00
A-22WP-A05 | Accessory | Water | Pipe connector, Stainless steel, Pipe 0.24" [6 mm] to 1/4" NPT (external thread), Set of 2 pcs. | 155.00
A-22WP-A07 | Accessory | Water | Pipe connector, Brass, Pipe 0.3" [8 mm] to 1/4" NPT (external thread), Set of 2 pcs. | 39.00
A-22WP-A09 | Accessory | Water | Pipe connector, Stainless steel, Pipe 0.3" [8 mm] to 1/4" NPT (external thread), Set of 2 pcs. | 180.00
A-22WP-A11 | Sensor | Accessory | Mounting bracket for 22WDP-.., Metal | 32.00
AFB24 | Damper Actuator | Air | Damper Actuator, 180 in-lb [20 Nm], Spring return, AC/DC 24 V, On/Off | 599.00
AFB24-IP | Damper Actuator | Air | Damper Actuator, 180 in-lb [20 Nm], Spring return, AC/DC 24 V, modulating, Cloud, communicative, Hybrid, BACnet IP Modbus TCP | 945.00
AFB24-MFT | Damper Actuator | Air | Damper Actuator, 180 in-lb [20 Nm], Spring return, AC/DC 24 V, 2...10 V, MFT/programmable | 820.00
AFB24-MFT95 | Damper Actuator | Air | Damper Actuator, 180 in-lb [20 Nm], Spring return, AC/DC 24 V, 0...135 Ω, MFT/programmable | 851.00
AFB24-MFT-S | Damper Actuator | Air | Damper Actuator, 180 in-lb [20 Nm], Spring return, AC/DC 24 V, 2...10 V, 2 x SPDT, MFT/programmable | 934.00
AFB24-MFT-S-X1 | Valve Actuator | Water | Valve Actuator, Spring return, AC/DC 24 V, 2...10 V, 2 x SPDT, MFT/programmable | 948.00
AFB24-MFT-X1 | Valve Actuator | Water | Valve Actuator, Spring return, AC/DC 24 V, 2...10 V, MFT/programmable | 835.00
AFB24-PC | Damper Actuator | Air | Damper Actuator, 180 in-lb [20 Nm], Spring return, AC/DC 24 V, 0...20 V PhC, modulating | 933.00
AFB24-S | Damper Actuator | Air | Damper Actuator, 180 in-lb [20 Nm], Spring return, AC/DC 24 V, On/Off, 2 x SPDT | 714.00
AFB24-SR | Damper Actuator | Air | Damper Actuator, 180 in-lb [20 Nm], Spring return, AC/DC 24 V, 2...10 V, modulating | 744.00
AFB24-SR-S | Damper Actuator | Air | Damper Actuator, 180 in-lb [20 Nm], Spring return, AC/DC 24 V, 2...10 V, 2 x SPDT, modulating | 859.00
AFB24-SR-X1 | Valve Actuator | Water | Valve Actuator, Spring return, AC/DC 24 V, 2...10 V, modulating | 757.00
AFB24-X1 | Valve Actuator | Water | Valve Actuator, Spring return, AC/DC 24 V, On/Off | 609.00
AFBUP | Damper Actuator | Air | Damper Actuator, 180 in-lb [20 Nm], Spring return, AC 24...240 V / DC 24...125 V, On/Off | 668.00
AFBUP-S | Damper Actuator | Air | Damper Actuator, 180 in-lb [20 Nm], Spring return, AC 24...240 V / DC 24...125 V, On/Off, 2 x SPDT | 782.00
AFBUP-S-X1 | Valve Actuator | Water | Valve Actuator, Spring return, AC 24...240 V / DC 24...125 V, On/Off, 2 x SPDT | 795.00
AFBUP-X1 | Valve Actuator | Water | Valve Actuator, Spring return, AC 24...240 V / DC 24...125 V, On/Off | 682.00
AF-P | Mechanical Accessory | Accessory | Anti-rotation bracket AF/NF. | 14.00
AFRB24 | Valve Actuator | Water | Valve Actuator, Spring return, AC/DC 24 V, On/Off | 648.00
AFRB24-IP | Valve Actuator | Water | Valve Actuator, Spring return, AC/DC 24 V, modulating, Cloud, communicative, Hybrid, BACnet IP Modbus TCP | 992.00
AFRB24-S | Valve Actuator | Water | Valve Actuator, Spring return, AC/DC 24 V, On/Off, 2 x SPDT | 759.00
AFRB24-SR | Valve Actuator | Water | Valve Actuator, Spring return, AC/DC 24 V, 2...10 V, modulating | 797.00
AFRBUP | Valve Actuator | Water | Valve Actuator, Spring return, AC 24...240 V / DC 24...125 V, On/Off | 718.00
AFRBUP-S | Valve Actuator | Water | Valve Actuator, Spring return, AC 24...240 V / DC 24...125 V, On/Off, 2 x SPDT | 831.00
AFRX24 | Valve Actuator | Water | Configurable Valve Actuator, Spring return, AC/DC 24 V, On/Off | 648.00
AFRX24 N4 | Valve Actuator | Water | Valve Actuator, Spring return, AC/DC 24 V, On/Off, NEMA 4X | 1438.00
AFRX24-MFT | Valve Actuator | Water | Configurable Valve Actuator, Spring return, AC/DC 24 V, 2...10 V, MFT/programmable | 874.00
AFRX24-MFT N4 | Valve Actuator | Water | Valve Actuator, Spring return, AC/DC 24 V, MFT/programmable, NEMA 4X | 1667.00
AFRX24-MFT95 | Valve Actuator | Water | Configurable Valve Actuator, Spring return, AC/DC 24 V, 0...135 Ω, MFT/programmable | 903.00
AFRX24-MFT-S | Valve Actuator | Water | Configurable Valve Actuator, Spring return, AC/DC 24 V, 2...10 V, 2 x SPDT, MFT/programmable | 987.00
AFRX24-MFT-S N4 | Valve Actuator | Water | Valve Actuator, Spring return, AC/DC 24 V, MFT/programmable, 2 x SPDT, NEMA 4X | 1781.00
AFRX24-S | Valve Actuator | Water | Configurable Valve Actuator, Spring return, AC/DC 24 V, On/Off, 2 x SPDT | 759.00
AFRX24-S N4 | Valve Actuator | Water | Valve Actuator, Spring return, AC/DC 24 V, On/Off, 2 x SPDT, NEMA 4X | 1552.00
AFRXUP | Valve Actuator | Water | Configurable Valve Actuator, Spring return, AC 24...240 V / DC 24...125 V, On/Off | 718.00
AFRXUP N4 | Valve Actuator | Water | Valve Actuator, Spring return, AC 24...240 V / DC 24...125 V, On/Off, NEMA 4X | 1444.00
AFRXUP-S | Valve Actuator | Water | Configurable Valve Actuator, Spring return, AC 24...240 V / DC 24...125 V, On/Off, 2 x SPDT | 831.00
AFRXUP-S N4 | Valve Actuator | Water | Valve Actuator, Spring return, AC 24...240 V / DC 24...125 V, On/Off, 2 x SPDT, NEMA 4X | 1558.00
AFX24 | Damper Actuator | Air | Configurable Damper Actuator, 180 in-lb [20 Nm], Spring return, AC/DC 24 V, On/Off | 599.00
AFX24 N4 | Damper Actuator | Air | Configurable Damper Actuator, 180 in-lb [20 Nm], Spring return, AC/DC 24 V, On/Off, NEMA 4X | 1373.00
AFX24LON | Damper Actuator | Air | Configurable Damper Actuator, 180 in-lb [20 Nm], Spring return, AC/DC 24 V, modulating | 1106.00
AFX24-MFT | Damper Actuator | Air | Configurable Damper Actuator, 180 in-lb [20 Nm], Spring return, AC/DC 24 V, 2...10 V, MFT/programmable | 820.00
AFX24-MFT N4 | Damper Actuator | Air | Configurable Damper Actuator, 180 in-lb [20 Nm], Spring return, AC/DC 24 V, 2...10 V, NEMA 4X, MFT/programmable | 1600.00
AFX24-MFT95 | Damper Actuator | Air | Configurable Damper Actuator, 180 in-lb [20 Nm], Spring return, AC/DC 24 V, 0...135 Ω, MFT/programmable | 851.00
AFX24-MFT95 N4 | Damper Actuator | Air | Configurable Damper Actuator, 180 in-lb [20 Nm], Spring return, AC/DC 24 V, 0...135 Ω, NEMA 4X, MFT/programmable | 1631.00
AFX24-MFT95-X1 | Valve Actuator | Water | Configurable Valve Actuator, Spring return, AC/DC 24 V, 0...135 Ω, MFT/programmable | 840.00
AFX24-MFT-S | Damper Actuator | Air | Configurable Damper Actuator, 180 in-lb [20 Nm], Spring return, AC/DC 24 V, 2...10 V, 2 x SPDT, MFT/programmable | 934.00
AFX24-MFT-S N4 | Damper Actuator | Air | Configurable Damper Actuator, 180 in-lb [20 Nm], Spring return, AC/DC 24 V, 2...10 V, 2 x SPDT, NEMA 4X, MFT/programmable | 1717.00
AFX24-MFT-S-X1 | Valve Actuator | Water | Configurable Valve Actuator, Spring return, AC/DC 24 V, 2...10 V, 2 x SPDT, MFT/programmable | 948.00
AFX24-MFT-X1 | Valve Actuator | Water | Configurable Valve Actuator, Spring return, AC/DC 24 V, 2...10 V, MFT/programmable | 835.00
AFX24-S | Damper Actuator | Air | Configurable Damper Actuator, 180 in-lb [20 Nm], Spring return, AC/DC 24 V, On/Off, 2 x SPDT | 714.00
AFX24-S N4 | Damper Actuator | Air | Configurable Damper Actuator, 180 in-lb [20 Nm], Spring return, AC/DC 24 V, On/Off, 2 x SPDT, NEMA 4X | 1489.00
AFX24-SR | Damper Actuator | Air | Configurable Damper Actuator, 180 in-lb [20 Nm], Spring return, AC/DC 24 V, 2...10 V, modulating | 744.00
AFX24-SR N4 | Damper Actuator | Air | Configurable Damper Actuator, 180 in-lb [20 Nm], Spring return, AC/DC 24 V, 2...10 V, NEMA 4X, modulating | 1522.00
AFX24-SR-S | Damper Actuator | Air | Configurable Damper Actuator, 180 in-lb [20 Nm], Spring return, AC/DC 24 V, 2...10 V, 2 x SPDT, modulating | 859.00
AFX24-SR-S N4 | Damper Actuator | Air | Configurable Damper Actuator, 180 in-lb [20 Nm], Spring return, AC/DC 24 V, 2...10 V, 2 x SPDT, NEMA 4X, modulating | 1639.00
AFXUP | Damper Actuator | Air | Configurable Damper Actuator, 180 in-lb [20 Nm], Spring return, AC 24...240 V / DC 24...125 V, On/Off | 668.00
AFXUP N4 | Damper Actuator | Air | Configurable Damper Actuator, 180 in-lb [20 Nm], Spring return, AC 24...240 V / DC 24...125 V, On/Off, NEMA 4X | 1446.00
AFXUP-S | Damper Actuator | Air | Configurable Damper Actuator, 180 in-lb [20 Nm], Spring return, AC 24...240 V / DC 24...125 V, On/Off, 2 x SPDT | 782.00
AFXUP-S N4 | Damper Actuator | Air | Configurable Damper Actuator, 180 in-lb [20 Nm], Spring return, AC 24...240 V / DC 24...125 V, On/Off, 2 x SPDT, NEMA 4X | 1562.00
AH-25 | Accessory | Accessory | Actuator arm for standard shaft clamp (one-sided) | 40.00
AHB24-3-100 | Damper Actuator | Air | Damper Actuator, 100 lbf [450 N], Non fail-safe, AC/DC 24 V, On/Off, Floating point | 523.00
AHB24-3-200 | Damper Actuator | Air | Damper Actuator, 100 lbf [450 N], Non fail-safe, AC/DC 24 V, On/Off, Floating point | 558.00
AHB24-SR-100 | Damper Actuator | Air | Damper Actuator, 100 lbf [450 N], Non fail-safe, AC/DC 24 V, 2...10 V, cable, modulating | 724.00
AHB24-SR-200 | Damper Actuator | Air | Damper Actuator, 100 lbf [450 N], Non fail-safe, AC/DC 24 V, 2...10 V, cable, modulating | 756.00
AH-GMA | Accessory | Accessory | Actuator arm for standard shaft clamp | 46.00
AHKX24-MFT-100 | Damper Actuator | Air | Configurable Damper Actuator, 100 lbf [450 N], Electronic fail-safe, AC/DC 24 V, 2...10 V, cable, MFT/programmable | 1882.00
AHQB24-1-100 | Damper Actuator | Air | Damper Actuator, 45 lbf [200 N], Non fail-safe, AC/DC 24 V, On/Off | 861.00
AHQB24-MFT-100 | Damper Actuator | Air | Damper Actuator, 45 lbf [200 N], Non fail-safe, AC/DC 24 V, 2...10 V, MFT/programmable | 920.00
AHQX24-1-100 | Damper Actuator | Air | Configurable Damper Actuator, 45 lbf [200 N], Non fail-safe, AC/DC 24 V, On/Off | 861.00
AHQX24-MFT-100 | Damper Actuator | Air | Configurable Damper Actuator, 45 lbf [200 N], Non fail-safe, AC/DC 24 V, 2...10 V, MFT/programmable | 920.00
AHX120-3-100 | Damper Actuator | Air | Configurable Damper Actuator, 100 lbf [450 N], Non fail-safe, AC 100...240 V, On/Off, Floating point | 564.00
AHX120-3-200 | Damper Actuator | Air | Configurable Damper Actuator, 100 lbf [450 N], Non fail-safe, AC 100...240 V, On/Off, Floating point | 595.00
AHX120-3-300 | Damper Actuator | Air | Configurable Damper Actuator, 100 lbf [450 N], Non fail-safe, AC 100...240 V, On/Off, Floating point | 670.00
AHX120-SR-100 | Damper Actuator | Air | Configurable Damper Actuator, 100 lbf [450 N], Non fail-safe, AC 100...240 V, 2...10 V, cable, modulating | 709.00
AHX120-SR-200 | Damper Actuator | Air | Configurable Damper Actuator, 100 lbf [450 N], Non fail-safe, AC 100...240 V, 2...10 V, cable, modulating | 742.00
AHX24-3-100 | Damper Actuator | Air | Configurable Damper Actuator, 100 lbf [450 N], Non fail-safe, AC/DC 24 V, On/Off, Floating point | 523.00
AHX24-3-200 | Damper Actuator | Air | Configurable Damper Actuator, 100 lbf [450 N], Non fail-safe, AC/DC 24 V, On/Off, Floating point | 558.00
AHX24-3-300 | Damper Actuator | Air | Configurable Damper Actuator, 100 lbf [450 N], Non fail-safe, AC/DC 24 V, On/Off, Floating point | 581.00
AHX24-MFT-100 | Damper Actuator | Air | Configurable Damper Actuator, 100 lbf [450 N], Non fail-safe, AC/DC 24 V, 2...10 V, cable, MFT/programmable | 746.00
AHX24-MFT-200 | Damper Actuator | Air | Configurable Damper Actuator, 100 lbf [450 N], Non fail-safe, AC/DC 24 V, 2...10 V, cable, MFT/programmable | 796.00
AHX24-MFT-300 | Damper Actuator | Air | Configurable Damper Actuator, 100 lbf [450 N], Non fail-safe, AC/DC 24 V, 2...10 V, cable, MFT/programmable | 814.00
AHX24-SR-100 | Damper Actuator | Air | Configurable Damper Actuator, 100 lbf [450 N], Non fail-safe, AC/DC 24 V, 2...10 V, cable, modulating | 724.00
AHX24-SR-200 | Damper Actuator | Air | Configurable Damper Actuator, 100 lbf [450 N], Non fail-safe, AC/DC 24 V, 2...10 V, cable, modulating | 756.00
AKB24-IP | Damper Actuator | Air | Damper Actuator, 180 in-lb [20 Nm], Electronic fail-safe, AC/DC 24 V, modulating, Cloud, communicative, Hybrid, BACnet IP Modbus TCP | 945.00
AKRB24-IP | Valve Actuator | Water | Valve Actuator, Electronic fail-safe, AC/DC 24 V, modulating, Cloud, communicative, Hybrid, BACnet IP Modbus TCP | 1071.00
AMB120-3 | Damper Actuator | Air | Damper Actuator, 180 in-lb [20 Nm], Non fail-safe, AC/DC 100...240 V, On/Off, Floating point | 518.00
AMB24-3 | Damper Actuator | Air | Damper Actuator, 180 in-lb [20 Nm], Non fail-safe, AC/DC 24 V, On/Off, Floating point | 414.00
AMB24-3-S | Damper Actuator | Air | Damper Actuator, 180 in-lb [20 Nm], Non fail-safe, AC/DC 24 V, On/Off, Floating point, 1 x SPDT | 544.00
AMB24-3-X1 | Valve Actuator | Water | Valve Actuator, Non fail-safe, AC/DC 24 V, On/Off, Floating point | 448.00
AMB24-IP | Damper Actuator | Air | Damper Actuator, 180 in-lb [20 Nm], Non fail-safe, AC/DC 24 V, modulating, Cloud, communicative, Hybrid, BACnet IP Modbus TCP | 779.00
AMB24-MFT | Damper Actuator | Air | Damper Actuator, 180 in-lb [20 Nm], Non fail-safe, AC/DC 24 V, 2...10 V, MFT/programmable | 654.00
AMB24-SR | Damper Actuator | Air | Damper Actuator, 180 in-lb [20 Nm], Non fail-safe, AC/DC 24 V, 2...10 V, modulating | 604.00
AMB24-SR-T | Damper Actuator | Air | Damper Actuator, 180 in-lb [20 Nm], Non fail-safe, AC/DC 24 V, 2...10 V, terminals | 574.00
AMCB24-MFT | Damper Actuator | Air | Damper Actuator, Non fail-safe, AC/DC 24 V, 2...10 V, MFT/programmable | 702.00
AMCX24-MFT | Damper Actuator | Air | Configurable Damper Actuator, 180 in-lb [20 Nm], Non fail-safe, AC/DC 24 V, 2...10 V, MFT/programmable | 702.00
AMCX24-MFT95 | Damper Actuator | Air | Configurable Damper Actuator, 180 in-lb [20 Nm], Non fail-safe, AC/DC 24 V, 0...135 Ω, MFT/programmable | 793.00
AMQB24-1 | Damper Actuator | Air | Damper Actuator, 140 in-lb [16 Nm], Non fail-safe, AC/DC 24 V, On/Off | 693.00
AMQB24-MFT | Damper Actuator | Air | Damper Actuator, 140 in-lb [16 Nm], Non fail-safe, AC/DC 24 V, 2...10 V, MFT/programmable | 804.00
AMQX24-1 | Damper Actuator | Air | Configurable Damper Actuator, 140 in-lb [16 Nm], Non fail-safe, AC/DC 24 V, On/Off | 693.00
AMQX24-MFT | Damper Actuator | Air | Configurable Damper Actuator, 140 in-lb [16 Nm], Non fail-safe, AC/DC 24 V, 2...10 V, MFT/programmable | 804.00
AMX120-3 | Damper Actuator | Air | Configurable Damper Actuator, 180 in-lb [20 Nm], Non fail-safe, AC 100...240 V, On/Off, Floating point | 518.00
AMX120-SR | Damper Actuator | Air | Configurable Damper Actuator, 180 in-lb [20 Nm], Non fail-safe, AC 100...240 V, 2...10 V, modulating | 710.00
AMX24-3 | Damper Actuator | Air | Configurable Damper Actuator, 180 in-lb [20 Nm], Non fail-safe, AC/DC 24 V, On/Off, Floating point | 414.00
AMX24-3-S | Damper Actuator | Air | Configurable Damper Actuator, 180 in-lb [20 Nm], Non fail-safe, AC/DC 24 V, On/Off, Floating point, 1 x SPDT | 544.00
AMX24-3-T | Damper Actuator | Air | Configurable Damper Actuator, 180 in-lb [20 Nm], Non fail-safe, AC/DC 24 V, On/Off, Floating point, terminals | 386.00
AMX24-3-T N4 | Damper Actuator | Air | Configurable Damper Actuator, 180 in-lb [20 Nm], Non fail-safe, AC/DC 24 V, On/Off, Floating point, NEMA 4X, terminals | 755.00
AMX24-3-X1 | Valve Actuator | Water | Configurable Valve Actuator, Non fail-safe, AC/DC 24 V, On/Off, Floating point | 448.00
AMX24-LON | Damper Actuator | Air | Configurable Damper Actuator, 180 in-lb [20 Nm], Non fail-safe, AC/DC 24 V, modulating, communicative, Hybrid, LON (FTT-10A) | 1031.00
AMX24-MFT | Damper Actuator | Air | Configurable Damper Actuator, 180 in-lb [20 Nm], Non fail-safe, AC/DC 24 V, 2...10 V, MFT/programmable | 654.00
AMX24-MFT N4 | Damper Actuator | Air | Configurable Damper Actuator, 180 in-lb [20 Nm], Non fail-safe, AC/DC 24 V, 2...10 V, NEMA 4X, MFT/programmable | 1024.00
AMX24-MFT95 | Damper Actuator | Air | Configurable Damper Actuator, 180 in-lb [20 Nm], Non fail-safe, AC/DC 24 V, 0...135 Ω, MFT/programmable | 684.00
AMX24-MFT95-X1 | Valve Actuator | Water | Configurable Valve Actuator, Non fail-safe, AC/DC 24 V, 0...135 Ω, MFT/programmable | 724.00
AMX24-MFT-T N4 | Damper Actuator | Air | Configurable Damper Actuator, 180 in-lb [20 Nm], Non fail-safe, AC/DC 24 V, 2...10 V, NEMA 4X, terminals, MFT/programmable | 1024.00
AMX24-MFT-X1 | Valve Actuator | Water | Configurable Valve Actuator, Non fail-safe, AC/DC 24 V, 2...10 V, MFT/programmable | 692.00
AMX24-PC | Damper Actuator | Air | Configurable Damper Actuator, 180 in-lb [20 Nm], Non fail-safe, AC/DC 24 V, 0...20 V PhC, modulating | 684.00
AMX24-SR | Damper Actuator | Air | Configurable Damper Actuator, 180 in-lb [20 Nm], Non fail-safe, AC/DC 24 V, 2...10 V, modulating | 604.00
AMX24-SR-T | Damper Actuator | Air | Configurable Damper Actuator, 180 in-lb [20 Nm], Non fail-safe, AC/DC 24 V, 2...10 V, terminals | 574.00
AMX24-SR-T N4 | Damper Actuator | Air | Configurable Damper Actuator, 180 in-lb [20 Nm], Non fail-safe, AC/DC 24 V, 2...10 V, NEMA 4X, terminals, modulating | 943.00
ARB24-3 | Valve Actuator | Water | Valve Actuator, Non fail-safe, AC/DC 24 V, On/Off, Floating point | 452.00
ARB24-3-5-14 | Valve Actuator | Water | Valve Actuator, Non fail-safe, AC/DC 24 V, On/Off, Floating point | 458.00
ARB24-3-S | Valve Actuator | Water | Valve Actuator, Non fail-safe, AC/DC 24 V, On/Off, Floating point, 1 x SPDT | 583.00
ARB24-IP | Valve Actuator | Water | Valve Actuator, Non fail-safe, AC/DC 24 V, modulating, Cloud, communicative, Hybrid, BACnet IP Modbus TCP | 805.00
ARB24-MFT | Valve Actuator | Water | Valve Actuator, Non fail-safe, AC/DC 24 V, 2...10 V, MFT/programmable | 659.00
ARB24-SR | Valve Actuator | Water | Valve Actuator, Non fail-safe, AC/DC 24 V, 2...10 V, modulating | 664.00
ARB24-SR-T | Valve Actuator | Water | Valve Actuator, Non fail-safe, AC/DC 24 V, 2...10 V, terminals, modulating | 637.00
ARQX24-1 | Valve Actuator | Water | Configurable Valve Actuator, Non fail-safe, AC/DC 24 V, On/Off | 725.00
ARQX24-MFT | Valve Actuator | Water | Configurable Valve Actuator, Non fail-safe, AC/DC 24 V, 2...10 V, MFT/programmable | 789.00
ARX120-3 | Valve Actuator | Water | Configurable Valve Actuator, Non fail-safe, AC 100...240 V, On/Off, Floating point | 518.00
ARX120-SR | Valve Actuator | Water | Configurable Valve Actuator, Non fail-safe, AC 100...240 V, 2...10 V, modulating | 735.00
ARX24-3 | Valve Actuator | Water | Configurable Valve Actuator, Non fail-safe, AC/DC 24 V, On/Off, Floating point | 448.00
ARX24-3-S | Valve Actuator | Water | Configurable Valve Actuator, Non fail-safe, AC/DC 24 V, On/Off, Floating point, 1 x SPDT | 578.00
ARX24-3-T | Valve Actuator | Water | Valve Actuator, Non fail-safe, AC/DC 24 V, On/Off, Floating point, terminals | 429.00
ARX24-3-T N4 | Valve Actuator | Water | Configurable Valve Actuator, Non fail-safe, AC/DC 24 V, On/Off, Floating point, NEMA 4X, terminals | 844.00
ARX24-MFT | Valve Actuator | Water | Configurable Valve Actuator, Non fail-safe, AC/DC 24 V, 2...10 V, MFT/programmable | 659.00
ARX24-MFT95 | Valve Actuator | Water | Configurable Valve Actuator, Non fail-safe, AC/DC 24 V, 0...135 Ω, MFT/programmable | 672.00
ARX24-MFT-T | Valve Actuator | Water | Valve Actuator, Non fail-safe, AC/DC 24 V, 2...10 V, terminals, MFT/programmable | 625.00
ARX24-MFT-T N4 | Valve Actuator | Water | Configurable Valve Actuator, Non fail-safe, AC/DC 24 V, 2...10 V, NEMA 4X, terminals | 1088.00
ARX24-PC | Valve Actuator | Water | Configurable Valve Actuator, Non fail-safe, AC/DC 24 V, 0...20 V PhC, modulating | 673.00
ARX24-SR | Valve Actuator | Water | Configurable Valve Actuator, Non fail-safe, AC/DC 24 V, 2...10 V, modulating | 659.00
ARX24-SR-T | Valve Actuator | Water | Configurable Valve Actuator, Non fail-safe, AC/DC 24 V, 2...10 V, terminals, modulating | 633.00
ARX24-SR-T N4 | Valve Actuator | Water | Configurable Valve Actuator, Non fail-safe, AC/DC 24 V, 2...10 V, NEMA 4X, terminals | 1007.00
AV6-20 | Accessory | Accessory | Shaft extension 170 mm Ø10 mm for damper shaft Ø 6...16 mm | 65.00
AV8-25 | Accessory | Accessory | Shaft extension 240 mm Ø20 mm for damper shaft Ø 8...22.7 mm | 76.00
B2050VS-01+GRCX120-3 N4 | Ball Valve - VS | Water | Ball Valve (VS), 1/2", 2-way, Cv 1 ¦Valve Actuator, Non fail-safe, AC 100...240 V, On/Off, Floating point, NEMA 4X | 1787.00
B2050VS-01+GRCX120-SR-T N4 | Ball Valve - VS | Water | Ball Valve (VS), 1/2", 2-way, Cv 1 ¦Valve Actuator, Non fail-safe, AC 100...240 V, modulating, NEMA 4X | 1877.00
B2050VS-01+GRCX24-3-T N4 | Ball Valve - VS | Water | Ball Valve (VS), 1/2", 2-way, Cv 1 ¦Configurable Valve Actuator, Non fail-safe, AC/DC 24 V, On/Off, Floating point, NEMA 4X, terminals | 1678.00
B2050VS-01+GRCX24-MFT-T N4 | Ball Valve - VS | Water | Ball Valve (VS), 1/2", 2-way, Cv 1 ¦Configurable Valve Actuator, Non fail-safe, AC/DC 24 V, 2...10 V, NEMA 4X, terminals | 1761.00
B2050VS-01+GRX24-3-T N4 | Ball Valve - VS | Water | Ball Valve (VS), 1/2", 2-way, Cv 1 ¦Configurable Valve Actuator, Non fail-safe, AC/DC 24 V, On/Off, Floating point, NEMA 4X, terminals | 1678.00
B2050VS-01+GRX24-MFT-T N4 | Ball Valve - VS | Water | Ball Valve (VS), 1/2", 2-way, Cv 1 ¦Configurable Valve Actuator, Non fail-safe, AC/DC 24 V, 2...10 V, NEMA 4X, terminals | 1761.00
B2050VS-01+LF120 US | Ball Valve - VS | Water | Ball Valve (VS), 1/2", 2-way, Cv 1 ¦Valve Actuator, Spring return, AC 120 V, On/Off | 911.00
B2050VS-01+LF120-S US | Ball Valve - VS | Water | Ball Valve (VS), 1/2", 2-way, Cv 1 ¦Valve Actuator, Spring return, AC 120 V, On/Off, 1 x SPDT | 984.00
B2050VS-01+LF24 US | Ball Valve - VS | Water | Ball Valve (VS), 1/2", 2-way, Cv 1 ¦Valve Actuator, Spring return, AC/DC 24 V, On/Off | 857.00
B2050VS-01+LF24-MFT US | Ball Valve - VS | Water | Ball Valve (VS), 1/2", 2-way, Cv 1 ¦Configurable Valve Actuator, Spring return, AC/DC 24 V, 2...10 V, MFT/programmable | 1196.00
B2050VS-01+LF24-MFT-S US | Ball Valve - VS | Water | Ball Valve (VS), 1/2", 2-way, Cv 1 ¦Configurable Valve Actuator, Spring return, AC/DC 24 V, 2...10 V, 1 x SPDT, MFT/programmable | 1268.00
B2050VS-01+LF24-S US | Ball Valve - VS | Water | Ball Valve (VS), 1/2", 2-way, Cv 1 ¦Valve Actuator, Spring return, AC/DC 24 V, On/Off, 1 x SPDT | 929.00
B2050VS-01+LMB24-3-X1 | Ball Valve - VS | Water | Ball Valve (VS), 1/2", 2-way, Cv 1 ¦Valve Actuator, Non fail-safe, AC/DC 24 V, On/Off, Floating point | 795.00
B2050VS-01+LMX24-3-X1 | Ball Valve - VS | Water | Ball Valve (VS), 1/2", 2-way, Cv 1 ¦Configurable Valve Actuator, Non fail-safe, AC/DC 24 V, On/Off, Floating point | 795.00
B2050VS-01+LMX24-MFT-X1 | Ball Valve - VS | Water | Ball Valve (VS), 1/2", 2-way, Cv 1 ¦Configurable Valve Actuator, Non fail-safe, AC/DC 24 V, 2...10 V, MFT/programmable | 1082.00
B2050VS-02+GRCX120-3 N4 | Ball Valve - VS | Water | Ball Valve (VS), 1/2", 2-way, Cv 2 ¦Valve Actuator, Non fail-safe, AC 100...240 V, On/Off, Floating point, NEMA 4X | 1787.00
B2050VS-02+GRCX120-SR-T N4 | Ball Valve - VS | Water | Ball Valve (VS), 1/2", 2-way, Cv 2 ¦Valve Actuator, Non fail-safe, AC 100...240 V, modulating, NEMA 4X | 1877.00
B2050VS-02+GRCX24-3-T N4 | Ball Valve - VS | Water | Ball Valve (VS), 1/2", 2-way, Cv 2 ¦Configurable Valve Actuator, Non fail-safe, AC/DC 24 V, On/Off, Floating point, NEMA 4X, terminals | 1678.00
B2050VS-02+GRCX24-MFT-T N4 | Ball Valve - VS | Water | Ball Valve (VS), 1/2", 2-way, Cv 2 ¦Configurable Valve Actuator, Non fail-safe, AC/DC 24 V, 2...10 V, NEMA 4X, terminals | 1761.00
B2050VS-02+GRX24-3-T N4 | Ball Valve - VS | Water | Ball Valve (VS), 1/2", 2-way, Cv 2 ¦Configurable Valve Actuator, Non fail-safe, AC/DC 24 V, On/Off, Floating point, NEMA 4X, terminals | 1678.00
B2050VS-02+GRX24-MFT-T N4 | Ball Valve - VS | Water | Ball Valve (VS), 1/2", 2-way, Cv 2 ¦Configurable Valve Actuator, Non fail-safe, AC/DC 24 V, 2...10 V, NEMA 4X, terminals | 1761.00
B2050VS-02+LF120 US | Ball Valve - VS | Water | Ball Valve (VS), 1/2", 2-way, Cv 2 ¦Valve Actuator, Spring return, AC 120 V, On/Off | 911.00
B2050VS-02+LF120-S US | Ball Valve - VS | Water | Ball Valve (VS), 1/2", 2-way, Cv 2 ¦Valve Actuator, Spring return, AC 120 V, On/Off, 1 x SPDT | 984.00
B2050VS-02+LF24 US | Ball Valve - VS | Water | Ball Valve (VS), 1/2", 2-way, Cv 2 ¦Valve Actuator, Spring return, AC/DC 24 V, On/Off | 857.00
B2050VS-02+LF24-MFT US | Ball Valve - VS | Water | Ball Valve (VS), 1/2", 2-way, Cv 2 ¦Configurable Valve Actuator, Spring return, AC/DC 24 V, 2...10 V, MFT/programmable | 1196.00
B2050VS-02+LF24-MFT-S US | Ball Valve - VS | Water | Ball Valve (VS), 1/2", 2-way, Cv 2 ¦Configurable Valve Actuator, Spring return, AC/DC 24 V, 2...10 V, 1 x SPDT, MFT/programmable | 1268.00
B2050VS-02+LF24-S US | Ball Valve - VS | Water | Ball Valve (VS), 1/2", 2-way, Cv 2 ¦Valve Actuator, Spring return, AC/DC 24 V, On/Off, 1 x SPDT | 929.00
B2050VS-02+LMB24-3-X1 | Ball Valve - VS | Water | Ball Valve (VS), 1/2", 2-way, Cv 2 ¦Valve Actuator, Non fail-safe, AC/DC 24 V, On/Off, Floating point | 795.00
B2050VS-02+LMX24-3-X1 | Ball Valve - VS | Water | Ball Valve (VS), 1/2", 2-way, Cv 2 ¦Configurable Valve Actuator, Non fail-safe, AC/DC 24 V, On/Off, Floating point | 795.00
B2050VS-02+LMX24-MFT-X1 | Ball Valve - VS | Water | Ball Valve (VS), 1/2", 2-way, Cv 2 ¦Configurable Valve Actuator, Non fail-safe, AC/DC 24 V, 2...10 V, MFT/programmable | 1082.00
B2050VS-04+GRCX120-3 N4 | Ball Valve - VS | Water | Ball Valve (VS), 1/2", 2-way, Cv 4 ¦Valve Actuator, Non fail-safe, AC 100...240 V, On/Off, Floating point, NEMA 4X | 1787.00
B2050VS-04+GRCX120-SR-T N4 | Ball Valve - VS | Water | Ball Valve (VS), 1/2", 2-way, Cv 4 ¦Valve Actuator, Non fail-safe, AC 100...240 V, modulating, NEMA 4X | 1877.00
B2050VS-04+GRCX24-3-T N4 | Ball Valve - VS | Water | Ball Valve (VS), 1/2", 2-way, Cv 4 ¦Configurable Valve Actuator, Non fail-safe, AC/DC 24 V, On/Off, Floating point, NEMA 4X, terminals | 1678.00
B2050VS-04+GRCX24-MFT-T N4 | Ball Valve - VS | Water | Ball Valve (VS), 1/2", 2-way, Cv 4 ¦Configurable Valve Actuator, Non fail-safe, AC/DC 24 V, 2...10 V, NEMA 4X, terminals | 1761.00
B2050VS-04+GRX24-3-T N4 | Ball Valve - VS | Water | Ball Valve (VS), 1/2", 2-way, Cv 4 ¦Configurable Valve Actuator, Non fail-safe, AC/DC 24 V, On/Off, Floating point, NEMA 4X, terminals | 1678.00
B2050VS-04+GRX24-MFT-T N4 | Ball Valve - VS | Water | Ball Valve (VS), 1/2", 2-way, Cv 4 ¦Configurable Valve Actuator, Non fail-safe, AC/DC 24 V, 2...10 V, NEMA 4X, terminals | 1761.00
B2050VS-04+LF120 US | Ball Valve - VS | Water | Ball Valve (VS), 1/2", 2-way, Cv 4 ¦Valve Actuator, Spring return, AC 120 V, On/Off | 911.00
B2050VS-04+LF120-S US | Ball Valve - VS | Water | Ball Valve (VS), 1/2", 2-way, Cv 4 ¦Valve Actuator, Spring return, AC 120 V, On/Off, 1 x SPDT | 984.00
B2050VS-04+LF24 US | Ball Valve - VS | Water | Ball Valve (VS), 1/2", 2-way, Cv 4 ¦Valve Actuator, Spring return, AC/DC 24 V, On/Off | 857.00
B2050VS-04+LF24-MFT US | Ball Valve - VS | Water | Ball Valve (VS), 1/2", 2-way, Cv 4 ¦Configurable Valve Actuator, Spring return, AC/DC 24 V, 2...10 V, MFT/programmable | 1196.00
B2050VS-04+LF24-MFT-S US | Ball Valve - VS | Water | Ball Valve (VS), 1/2", 2-way, Cv 4 ¦Configurable Valve Actuator, Spring return, AC/DC 24 V, 2...10 V, 1 x SPDT, MFT/programmable | 1268.00
B2050VS-04+LF24-S US | Ball Valve - VS | Water | Ball Valve (VS), 1/2", 2-way, Cv 4 ¦Valve Actuator, Spring return, AC/DC 24 V, On/Off, 1 x SPDT | 929.00
B2050VS-04+LMB24-3-X1 | Ball Valve - VS | Water | Ball Valve (VS), 1/2", 2-way, Cv 4 ¦Valve Actuator, Non fail-safe, AC/DC 24 V, On/Off, Floating point | 795.00
B2050VS-04+LMX24-3-X1 | Ball Valve - VS | Water | Ball Valve (VS), 1/2", 2-way, Cv 4 ¦Configurable Valve Actuator, Non fail-safe, AC/DC 24 V, On/Off, Floating point | 795.00
B2050VS-04+LMX24-MFT-X1 | Ball Valve - VS | Water | Ball Valve (VS), 1/2", 2-way, Cv 4 ¦Configurable Valve Actuator, Non fail-safe, AC/DC 24 V, 2...10 V, MFT/programmable | 1082.00
B2050VS-15+GRCX120-3 N4 | Ball Valve - VS | Water | Ball Valve (VS), 1/2", 2-way, Cv 15 ¦Valve Actuator, Non fail-safe, AC 100...240 V, On/Off, Floating point, NEMA 4X | 1787.00
B2050VS-15+GRCX120-SR-T N4 | Ball Valve - VS | Water | Ball Valve (VS), 1/2", 2-way, Cv 15 ¦Valve Actuator, Non fail-safe, AC 100...240 V, modulating, NEMA 4X | 1877.00
B2050VS-15+GRCX24-3-T N4 | Ball Valve - VS | Water | Ball Valve (VS), 1/2", 2-way, Cv 15 ¦Configurable Valve Actuator, Non fail-safe, AC/DC 24 V, On/Off, Floating point, NEMA 4X, terminals | 1678.00
B2050VS-15+GRCX24-MFT-T N4 | Ball Valve - VS | Water | Ball Valve (VS), 1/2", 2-way, Cv 15 ¦Configurable Valve Actuator, Non fail-safe, AC/DC 24 V, 2...10 V, NEMA 4X, terminals | 1761.00
B2050VS-15+GRX24-3-T N4 | Ball Valve - VS | Water | Ball Valve (VS), 1/2", 2-way, Cv 15 ¦Configurable Valve Actuator, Non fail-safe, AC/DC 24 V, On/Off, Floating point, NEMA 4X, terminals | 1678.00
B2050VS-15+GRX24-MFT-T N4 | Ball Valve - VS | Water | Ball Valve (VS), 1/2", 2-way, Cv 15 ¦Configurable Valve Actuator, Non fail-safe, AC/DC 24 V, 2...10 V, NEMA 4X, terminals | 1761.00
B2050VS-15+LF120 US | Ball Valve - VS | Water | Ball Valve (VS), 1/2", 2-way, Cv 15 ¦Valve Actuator, Spring return, AC 120 V, On/Off | 911.00
B2050VS-15+LF120-S US | Ball Valve - VS | Water | Ball Valve (VS), 1/2", 2-way, Cv 15 ¦Valve Actuator, Spring return, AC 120 V, On/Off, 1 x SPDT | 984.00
B2050VS-15+LF24 US | Ball Valve - VS | Water | Ball Valve (VS), 1/2", 2-way, Cv 15 ¦Valve Actuator, Spring return, AC/DC 24 V, On/Off | 857.00
B2050VS-15+LF24-MFT US | Ball Valve - VS | Water | Ball Valve (VS), 1/2", 2-way, Cv 15 ¦Configurable Valve Actuator, Spring return, AC/DC 24 V, 2...10 V, MFT/programmable | 1196.00
B2050VS-15+LF24-MFT-S US | Ball Valve - VS | Water | Ball Valve (VS), 1/2", 2-way, Cv 15 ¦Configurable Valve Actuator, Spring return, AC/DC 24 V, 2...10 V, 1 x SPDT, MFT/programmable | 1268.00
B2050VS-15+LF24-S US | Ball Valve - VS | Water | Ball Valve (VS), 1/2", 2-way, Cv 15 ¦Valve Actuator, Spring return, AC/DC 24 V, On/Off, 1 x SPDT | 929.00
B2050VS-15+LMB24-3-X1 | Ball Valve - VS | Water | Ball Valve (VS), 1/2", 2-way, Cv 15 ¦Valve Actuator, Non fail-safe, AC/DC 24 V, On/Off, Floating point | 795.00
B2050VS-15+LMX24-3-X1 | Ball Valve - VS | Water | Ball Valve (VS), 1/2", 2-way, Cv 15 ¦Configurable Valve Actuator, Non fail-safe, AC/DC 24 V, On/Off, Floating point | 795.00
B2050VS-15+LMX24-MFT-X1 | Ball Valve - VS | Water | Ball Valve (VS), 1/2", 2-way, Cv 15 ¦Configurable Valve Actuator, Non fail-safe, AC/DC 24 V, 2...10 V, MFT/programmable | 1082.00
B2050VSS-15+GRCX120-3 N4 | Ball Valve - VSS | Water | Ball Valve (VSS), 1/2", 2-way, Cv 15 ¦Valve Actuator, Non fail-safe, AC 100...240 V, On/Off, Floating point, NEMA 4X | 2055.00
B2050VSS-15+GRCX120-SR-T N4 | Ball Valve - VSS | Water | Ball Valve (VSS), 1/2", 2-way, Cv 15 ¦Valve Actuator, Non fail-safe, AC 100...240 V, modulating, NEMA 4X | 2141.00
B2050VSS-15+GRCX24-3-T N4 | Ball Valve - VSS | Water | Ball Valve (VSS), 1/2", 2-way, Cv 15 ¦Configurable Valve Actuator, Non fail-safe, AC/DC 24 V, On/Off, Floating point, NEMA 4X, terminals | 1929.00
B2050VSS-15+GRCX24-MFT-T N4 | Ball Valve - VSS | Water | Ball Valve (VSS), 1/2", 2-way, Cv 15 ¦Configurable Valve Actuator, Non fail-safe, AC/DC 24 V, 2...10 V, NEMA 4X, terminals | 2016.00
B2050VSS-15+GRX24-3-T N4 | Ball Valve - VSS | Water | Ball Valve (VSS), 1/2", 2-way, Cv 15 ¦Configurable Valve Actuator, Non fail-safe, AC/DC 24 V, On/Off, Floating point, NEMA 4X, terminals | 1929.00
B2050VSS-15+GRX24-MFT-T N4 | Ball Valve - VSS | Water | Ball Valve (VSS), 1/2", 2-way, Cv 15 ¦Configurable Valve Actuator, Non fail-safe, AC/DC 24 V, 2...10 V, NEMA 4X, terminals | 2016.00
B2050VSS-15+LF120 US | Ball Valve - VSS | Water | Ball Valve (VSS), 1/2", 2-way, Cv 15 ¦Valve Actuator, Spring return, AC 120 V, On/Off | 1127.00
B2050VSS-15+LF120-S US | Ball Valve - VSS | Water | Ball Valve (VSS), 1/2", 2-way, Cv 15 ¦Valve Actuator, Spring return, AC 120 V, On/Off, 1 x SPDT | 1199.00
B2050VSS-15+LF24 US | Ball Valve - VSS | Water | Ball Valve (VSS), 1/2", 2-way, Cv 15 ¦Valve Actuator, Spring return, AC/DC 24 V, On/Off | 1074.00
B2050VSS-15+LF24-MFT US | Ball Valve - VSS | Water | Ball Valve (VSS), 1/2", 2-way, Cv 15 ¦Configurable Valve Actuator, Spring return, AC/DC 24 V, 2...10 V, MFT/programmable | 1188.00
B2050VSS-15+LF24-MFT-S US | Ball Valve - VSS | Water | Ball Valve (VSS), 1/2", 2-way, Cv 15 ¦Configurable Valve Actuator, Spring return, AC/DC 24 V, 2...10 V, 1 x SPDT, MFT/programmable | 1752.00
B2050VSS-15+LF24-S US | Ball Valve - VSS | Water | Ball Valve (VSS), 1/2", 2-way, Cv 15 ¦Valve Actuator, Spring return, AC/DC 24 V, On/Off, 1 x SPDT | 1145.00
B2050VSS-15+LMB24-3-X1 | Ball Valve - VSS | Water | Ball Valve (VSS), 1/2", 2-way, Cv 15 ¦Valve Actuator, Non fail-safe, AC/DC 24 V, On/Off, Floating point | 1031.00
B2050VSS-15+LMX24-3-X1 | Ball Valve - VSS | Water | Ball Valve (VSS), 1/2", 2-way, Cv 15 ¦Configurable Valve Actuator, Non fail-safe, AC/DC 24 V, On/Off, Floating point | 1031.00
B2050VSS-15+LMX24-MFT-X1 | Ball Valve - VSS | Water | Ball Valve (VSS), 1/2", 2-way, Cv 15 ¦Configurable Valve Actuator, Non fail-safe, AC/DC 24 V, 2...10 V, MFT/programmable | 1515.00
B207 | Characterized Control Valve | Water | Characterized Control Valve (CCV), 1/2", 2-way, Cv 0.3 | 107.00
B207+LF120 US | Characterized Control Valve | Water | Characterized Control Valve (CCV), 1/2", 2-way, Cv 0.3 ¦Valve Actuator, Spring return, AC 120 V, On/Off | 600.00
B207+LF120-S US | Characterized Control Valve | Water | Characterized Control Valve (CCV), 1/2", 2-way, Cv 0.3 ¦Valve Actuator, Spring return, AC 120 V, On/Off, 1 x SPDT | 669.00
B207+LF24 US | Characterized Control Valve | Water | Characterized Control Valve (CCV), 1/2", 2-way, Cv 0.3 ¦Valve Actuator, Spring return, AC/DC 24 V, On/Off | 516.00
B207+LF24-3 US | Characterized Control Valve | Water | Characterized Control Valve (CCV), 1/2", 2-way, Cv 0.3 ¦Valve Actuator, Spring return, AC/DC 24 V, On/Off, Floating point | 647.00
B207+LF24-MFT US | Characterized Control Valve | Water | Characterized Control Valve (CCV), 1/2", 2-way, Cv 0.3 ¦Configurable Valve Actuator, Spring return, AC/DC 24 V, 2...10 V, MFT/programmable | 774.00
B207+LF24-MFT-S US | Characterized Control Valve | Water | Characterized Control Valve (CCV), 1/2", 2-way, Cv 0.3 ¦Configurable Valve Actuator, Spring return, AC/DC 24 V, 2...10 V, 1 x SPDT, MFT/programmable | 844.00
B207+LF24-S US | Characterized Control Valve | Water | Characterized Control Valve (CCV), 1/2", 2-way, Cv 0.3 ¦Valve Actuator, Spring return, AC/DC 24 V, On/Off, 1 x SPDT | 585.00
B207+LF24-SR US | Characterized Control Valve | Water | Characterized Control Valve (CCV), 1/2", 2-way, Cv 0.3 ¦Valve Actuator, Spring return, AC/DC 24 V, 2...10 V, modulating | 665.00
B207+LF24-SR-S US | Characterized Control Valve | Water | Characterized Control Valve (CCV), 1/2", 2-way, Cv 0.3 ¦Valve Actuator, Spring return, AC/DC 24 V, 2...10 V, 1 x SPDT, modulating | 734.00
B207+LRB120-3 | Characterized Control Valve | Water | Characterized Control Valve (CCV), 1/2", 2-way, Cv 0.3 ¦Valve Actuator, Non fail-safe, AC 100...240 V, On/Off, Floating point | 367.00
B207+LRB24-3 | Characterized Control Valve | Water | Characterized Control Valve (CCV), 1/2", 2-way, Cv 0.3 ¦Valve Actuator, Non fail-safe, AC/DC 24 V, On/Off, Floating point | 329.00
B207+LRB24-3-S | Characterized Control Valve | Water | Characterized Control Valve (CCV), 1/2", 2-way, Cv 0.3 ¦Valve Actuator, Non fail-safe, AC/DC 24 V, On/Off, Floating point, 1 x SPDT | 432.00
B207+LRB24-3-T | Characterized Control Valve | Water | Characterized Control Valve (CCV), 1/2", 2-way, Cv 0.3 ¦Valve Actuator, Non fail-safe, AC/DC 24 V, On/Off, Floating point, terminals | 313.00
B207+LRB24-MFT | Characterized Control Valve | Water | Characterized Control Valve (CCV), 1/2", 2-way, Cv 0.3 ¦Valve Actuator, Non fail-safe, AC/DC 24 V, 2...10 V, MFT/programmable | 605.00
B207+LRB24-SR | Characterized Control Valve | Water | Characterized Control Valve (CCV), 1/2", 2-way, Cv 0.3 ¦Valve Actuator, Non fail-safe, AC/DC 24 V, 2...10 V, modulating | 458.00
B207+LRB24-SR-T | Characterized Control Valve | Water | Characterized Control Valve (CCV), 1/2", 2-way, Cv 0.3 ¦Valve Actuator, Non fail-safe, AC/DC 24 V, 2...10 V, terminals, modulating | 442.00
B207+LRCB24-3 | Characterized Control Valve | Water | Characterized Control Valve (CCV), 1/2", 2-way, Cv 0.3 ¦Valve Actuator, Non fail-safe, AC/DC 24 V, On/Off, Floating point | 363.00
B207+LRQX24-1 | Characterized Control Valve | Water | Characterized Control Valve (CCV), 1/2", 2-way, Cv 0.3 ¦Configurable Valve Actuator, Non fail-safe, AC/DC 24 V, On/Off | 742.00
B207+LRQX24-MFT | Characterized Control Valve | Water | Characterized Control Valve (CCV), 1/2", 2-way, Cv 0.3 ¦Configurable Valve Actuator, Non fail-safe, AC/DC 24 V, 2...10 V, MFT/programmable | 795.00
B207+LRX120-3 | Characterized Control Valve | Water | Characterized Control Valve (CCV), 1/2", 2-way, Cv 0.3 ¦Configurable Valve Actuator, Non fail-safe, AC 100...240 V, On/Off, Floating point | 367.00
B207+LRX120-SR | Characterized Control Valve | Water | Characterized Control Valve (CCV), 1/2", 2-way, Cv 0.3 ¦Configurable Valve Actuator, Non fail-safe, AC 100...240 V, 2...10 V, modulating | 502.00
B207+LRX24-3 | Characterized Control Valve | Water | Characterized Control Valve (CCV), 1/2", 2-way, Cv 0.3 ¦Configurable Valve Actuator, Non fail-safe, AC/DC 24 V, On/Off, Floating point | 329.00
B207+LRX24-3-S | Characterized Control Valve | Water | Characterized Control Valve (CCV), 1/2", 2-way, Cv 0.3 ¦Configurable Valve Actuator, Non fail-safe, AC/DC 24 V, On/Off, Floating point, 1 x SPDT | 432.00
B207+LRX24-3-T | Characterized Control Valve | Water | Characterized Control Valve (CCV), 1/2", 2-way, Cv 0.3 ¦Configurable Valve Actuator, Non fail-safe, AC/DC 24 V, On/Off, Floating point, terminals | 313.00
B207+LRX24-MFT | Characterized Control Valve | Water | Characterized Control Valve (CCV), 1/2", 2-way, Cv 0.3 ¦Configurable Valve Actuator, Non fail-safe, AC/DC 24 V, 2...10 V, MFT/programmable | 605.00
B207+LRX24-MFT95 | Characterized Control Valve | Water | Characterized Control Valve (CCV), 1/2", 2-way, Cv 0.3 ¦Configurable Valve Actuator, Non fail-safe, AC/DC 24 V, 0...135 Ω, MFT/programmable | 725.00
B207+LRX24-PC | Characterized Control Valve | Water | Characterized Control Valve (CCV), 1/2", 2-way, Cv 0.3 ¦Configurable Valve Actuator, Non fail-safe, AC/DC 24 V, 0...20 V PhC, modulating | 725.00
B207+LRX24-SR | Characterized Control Valve | Water | Characterized Control Valve (CCV), 1/2", 2-way, Cv 0.3 ¦Configurable Valve Actuator, Non fail-safe, AC/DC 24 V, 2...10 V, modulating | 458.00
B207+LRX24-SR-T | Characterized Control Valve | Water | Characterized Control Valve (CCV), 1/2", 2-way, Cv 0.3 ¦Configurable Valve Actuator, Non fail-safe, AC/DC 24 V, 2...10 V, terminals, modulating | 442.00
B207+NRX24-3-T N4 | Characterized Control Valve | Water | Characterized Control Valve (CCV), 1/2", 2-way, Cv 0.3 ¦Configurable Valve Actuator, Non fail-safe, AC/DC 24 V, On/Off, Floating point, NEMA 4X, terminals | 689.00
B207+NRX24-MFT-T N4 | Characterized Control Valve | Water | Characterized Control Valve (CCV), 1/2", 2-way, Cv 0.3 ¦Configurable Valve Actuator, Non fail-safe, AC/DC 24 V, 2...10 V, NEMA 4X, terminals | 961.00
B207+NRX24-SR-T N4 | Characterized Control Valve | Water | Characterized Control Valve (CCV), 1/2", 2-way, Cv 0.3 ¦Configurable Valve Actuator, Non fail-safe, AC/DC 24 V, 2...10 V, NEMA 4X, terminals | 807.00
B207+TFRB120 | Characterized Control Valve | Water | Characterized Control Valve (CCV), 1/2", 2-way, Cv 0.3 ¦Valve Actuator, Spring return, AC 100...240 V, On/Off | 504.00
B207+TFRB120-S | Characterized Control Valve | Water | Characterized Control Valve (CCV), 1/2", 2-way, Cv 0.3 ¦Valve Actuator, Spring return, AC 100...240 V, On/Off, 1 x SPDT | 573.00
B207+TFRB24 | Characterized Control Valve | Water | Characterized Control Valve (CCV), 1/2", 2-way, Cv 0.3 ¦Valve Actuator, Spring return, AC/DC 24 V, On/Off | 446.00
B207+TFRB24-3 | Characterized Control Valve | Water | Characterized Control Valve (CCV), 1/2", 2-way, Cv 0.3 ¦Valve Actuator, Spring return, AC/DC 24 V, Floating point | 510.00
B207+TFRB24-3-S | Characterized Control Valve | Water | Characterized Control Valve (CCV), 1/2", 2-way, Cv 0.3 ¦Valve Actuator, Spring return, AC/DC 24 V, Floating point, 1 x SPDT | 578.00
B207+TFRB24-S | Characterized Control Valve | Water | Characterized Control Valve (CCV), 1/2", 2-way, Cv 0.3 ¦Valve Actuator, Spring return, AC/DC 24 V, On/Off, 1 x SPDT | 517.00
B207+TFRB24-SR | Characterized Control Valve | Water | Characterized Control Valve (CCV), 1/2", 2-way, Cv 0.3 ¦Valve Actuator, Spring return, AC/DC 24 V, 2...10 V, modulating | 548.00
B207+TFRB24-SR-S | Characterized Control Valve | Water | Characterized Control Valve (CCV), 1/2", 2-way, Cv 0.3 ¦Valve Actuator, Spring return, AC/DC 24 V, 2...10 V, 1 x SPDT, modulating | 617.00
B207+TFRX120 | Characterized Control Valve | Water | Characterized Control Valve (CCV), 1/2", 2-way, Cv 0.3 ¦Configurable Valve Actuator, Spring return, AC 100...240 V, On/Off | 504.00
B207+TFRX120-S | Characterized Control Valve | Water | Characterized Control Valve (CCV), 1/2", 2-way, Cv 0.3 ¦Configurable Valve Actuator, Spring return, AC 100...240 V, On/Off, 1 x SPDT | 573.00
B207+TFRX24 | Characterized Control Valve | Water | Characterized Control Valve (CCV), 1/2", 2-way, Cv 0.3 ¦Configurable Valve Actuator, Spring return, AC/DC 24 V, On/Off | 446.00
B207+TFRX24-3 | Characterized Control Valve | Water | Characterized Control Valve (CCV), 1/2", 2-way, Cv 0.3 ¦Configurable Valve Actuator, Spring return, AC/DC 24 V, Floating point | 510.00
B207+TFRX24-3-S | Characterized Control Valve | Water | Characterized Control Valve (CCV), 1/2", 2-way, Cv 0.3 ¦Configurable Valve Actuator, Spring return, AC/DC 24 V, Floating point, 1 x SPDT | 578.00
B207+TFRX24-MFT | Characterized Control Valve | Water | Characterized Control Valve (CCV), 1/2", 2-way, Cv 0.3 ¦Configurable Valve Actuator, Spring return, AC/DC 24 V, 2...10 V, MFT/programmable | 639.00
B207+TFRX24-S | Characterized Control Valve | Water | Characterized Control Valve (CCV), 1/2", 2-way, Cv 0.3 ¦Configurable Valve Actuator, Spring return, AC/DC 24 V, On/Off, 1 x SPDT | 517.00
B207+TFRX24-SR | Characterized Control Valve | Water | Characterized Control Valve (CCV), 1/2", 2-way, Cv 0.3 ¦Configurable Valve Actuator, Spring return, AC/DC 24 V, 2...10 V, modulating | 548.00
B207+TFRX24-SR-S | Characterized Control Valve | Water | Characterized Control Valve (CCV), 1/2", 2-way, Cv 0.3 ¦Configurable Valve Actuator, Spring return, AC/DC 24 V, 2...10 V, 1 x SPDT, modulating | 617.00
B207+TR24-3 US | Characterized Control Valve | Water | Characterized Control Valve (CCV), 1/2", 2-way, Cv 0.3 ¦Valve Actuator, Non fail-safe, AC 24 V, On/Off, Floating point | 278.00
B207+TR24-3/300 US | Characterized Control Valve | Water | Characterized Control Valve (CCV), 1/2", 2-way, Cv 0.3 ¦Valve Actuator, Non fail-safe, AC 24 V, On/Off | 305.00
B207+TR24-3/500 US | Characterized Control Valve | Water | Characterized Control Valve (CCV), 1/2", 2-way, Cv 0.3 ¦Valve Actuator, Non fail-safe, AC 24 V, On/Off | 328.00
B207+TR24-3-T US | Characterized Control Valve | Water | Characterized Control Valve (CCV), 1/2", 2-way, Cv 0.3 ¦Valve Actuator, Non fail-safe, AC 24 V, On/Off, Floating point, terminals | 258.00
B207+TR24-SR US | Characterized Control Valve | Water | Characterized Control Valve (CCV), 1/2", 2-way, Cv 0.3 ¦Valve Actuator, Non fail-safe, AC/DC 24 V, 2...10 V, modulating | 408.00
B207+TR24-SR/300 US | Characterized Control Valve | Water | Characterized Control Valve (CCV), 1/2", 2-way, Cv 0.3 ¦Valve Actuator, Non fail-safe, AC/DC 24 V, 2...10 V, modulating | 432.00
B207+TR24-SR/500 US | Characterized Control Valve | Water | Characterized Control Valve (CCV), 1/2", 2-way, Cv 0.3 ¦Valve Actuator, Non fail-safe, AC/DC 24 V, 2...10 V, modulating | 459.00
B207+TR24-SR-T US | Characterized Control Valve | Water | Characterized Control Valve (CCV), 1/2", 2-way, Cv 0.3 ¦Valve Actuator, Non fail-safe, AC/DC 24 V, 2...10 V, terminals, modulating | 392.00
B207B | Characterized Control Valve | Water | Characterized Control Valve (CCV), 1/2", 2-way, Cv 0.3 | 77.00
B207B+LF120 US | Characterized Control Valve | Water | Characterized Control Valve (CCV), 1/2", 2-way, Cv 0.3 ¦Valve Actuator, Spring return, AC 120 V, On/Off | 575.00
B207B+LF120-S US | Characterized Control Valve | Water | Characterized Control Valve (CCV), 1/2", 2-way, Cv 0.3 ¦Valve Actuator, Spring return, AC 120 V, On/Off, 1 x SPDT | 645.00
B207B+LF24 US | Characterized Control Valve | Water | Characterized Control Valve (CCV), 1/2", 2-way, Cv 0.3 ¦Valve Actuator, Spring return, AC/DC 24 V, On/Off | 491.00
B207B+LF24-3 US | Characterized Control Valve | Water | Characterized Control Valve (CCV), 1/2", 2-way, Cv 0.3 ¦Valve Actuator, Spring return, AC/DC 24 V, On/Off, Floating point | 625.00
B207B+LF24-S US | Characterized Control Valve | Water | Characterized Control Valve (CCV), 1/2", 2-way, Cv 0.3 ¦Valve Actuator, Spring return, AC/DC 24 V, On/Off, 1 x SPDT | 561.00
B207B+LF24-SR US | Characterized Control Valve | Water | Characterized Control Valve (CCV), 1/2", 2-way, Cv 0.3 ¦Valve Actuator, Spring return, AC/DC 24 V, 2...10 V, modulating | 643.00
B207B+LF24-SR-S US | Characterized Control Valve | Water | Characterized Control Valve (CCV), 1/2", 2-way, Cv 0.3 ¦Valve Actuator, Spring return, AC/DC 24 V, 2...10 V, 1 x SPDT, modulating | 713.00
B207B+LRB120-3 | Characterized Control Valve | Water | Characterized Control Valve (CCV), 1/2", 2-way, Cv 0.3 ¦Valve Actuator, Non fail-safe, AC 100...240 V, On/Off, Floating point | 348.00
B207B+LRB24-3 | Characterized Control Valve | Water | Characterized Control Valve (CCV), 1/2", 2-way, Cv 0.3 ¦Valve Actuator, Non fail-safe, AC/DC 24 V, On/Off, Floating point | 306.00
B207B+LRB24-3-S | Characterized Control Valve | Water | Characterized Control Valve (CCV), 1/2", 2-way, Cv 0.3 ¦Valve Actuator, Non fail-safe, AC/DC 24 V, On/Off, Floating point, 1 x SPDT | 407.00
B207B+LRB24-3-T | Characterized Control Valve | Water | Characterized Control Valve (CCV), 1/2", 2-way, Cv 0.3 ¦Valve Actuator, Non fail-safe, AC/DC 24 V, On/Off, Floating point, terminals | 288.00
B207B+LRB24-SR | Characterized Control Valve | Water | Characterized Control Valve (CCV), 1/2", 2-way, Cv 0.3 ¦Valve Actuator, Non fail-safe, AC/DC 24 V, 2...10 V, modulating | 455.00
B207B+LRB24-SR-T | Characterized Control Valve | Water | Characterized Control Valve (CCV), 1/2", 2-way, Cv 0.3 ¦Valve Actuator, Non fail-safe, AC/DC 24 V, 2...10 V, terminals, modulating | 440.00
B207B+TFRB120 | Characterized Control Valve | Water | Characterized Control Valve (CCV), 1/2", 2-way, Cv 0.3 ¦Valve Actuator, Spring return, AC 100...240 V, On/Off | 488.00
B207B+TFRB120-S | Characterized Control Valve | Water | Characterized Control Valve (CCV), 1/2", 2-way, Cv 0.3 ¦Valve Actuator, Spring return, AC 100...240 V, On/Off, 1 x SPDT | 558.00
B207B+TFRB24 | Characterized Control Valve | Water | Characterized Control Valve (CCV), 1/2", 2-way, Cv 0.3 ¦Valve Actuator, Spring return, AC/DC 24 V, On/Off | 432.00
B207B+TFRB24-3 | Characterized Control Valve | Water | Characterized Control Valve (CCV), 1/2", 2-way, Cv 0.3 ¦Valve Actuator, Spring return, AC/DC 24 V, Floating point | 492.00
B207B+TFRB24-3-S | Characterized Control Valve | Water | Characterized Control Valve (CCV), 1/2", 2-way, Cv 0.3 ¦Valve Actuator, Spring return, AC/DC 24 V, Floating point, 1 x SPDT | 562.00
B207B+TFRB24-S | Characterized Control Valve | Water | Characterized Control Valve (CCV), 1/2", 2-way, Cv 0.3 ¦Valve Actuator, Spring return, AC/DC 24 V, On/Off, 1 x SPDT | 500.00
B207B+TFRB24-SR | Characterized Control Valve | Water | Characterized Control Valve (CCV), 1/2", 2-way, Cv 0.3 ¦Valve Actuator, Spring return, AC/DC 24 V, 2...10 V, modulating | 529.00
B207B+TFRB24-SR-S | Characterized Control Valve | Water | Characterized Control Valve (CCV), 1/2", 2-way, Cv 0.3 ¦Valve Actuator, Spring return, AC/DC 24 V, 2...10 V, 1 x SPDT, modulating | 599.00
B207B+TR24-3 US | Characterized Control Valve | Water | Characterized Control Valve (CCV), 1/2", 2-way, Cv 0.3 ¦Valve Actuator, Non fail-safe, AC 24 V, On/Off, Floating point | 237.00
B207B+TR24-3/300 US | Characterized Control Valve | Water | Characterized Control Valve (CCV), 1/2", 2-way, Cv 0.3 ¦Valve Actuator, Non fail-safe, AC 24 V, On/Off | 255.00
B207B+TR24-3/500 US | Characterized Control Valve | Water | Characterized Control Valve (CCV), 1/2", 2-way, Cv 0.3 ¦Valve Actuator, Non fail-safe, AC 24 V, On/Off | 288.00
B207B+TR24-3-T US | Characterized Control Valve | Water | Characterized Control Valve (CCV), 1/2", 2-way, Cv 0.3 ¦Valve Actuator, Non fail-safe, AC 24 V, On/Off, Floating point, terminals | 224.00
B207B+TR24-SR US | Characterized Control Valve | Water | Characterized Control Valve (CCV), 1/2", 2-way, Cv 0.3 ¦Valve Actuator, Non fail-safe, AC/DC 24 V, 2...10 V, modulating | 346.00
B207B+TR24-SR/300 US | Characterized Control Valve | Water | Characterized Control Valve (CCV), 1/2", 2-way, Cv 0.3 ¦Valve Actuator, Non fail-safe, AC/DC 24 V, 2...10 V, modulating | 370.00
B207B+TR24-SR/500 US | Characterized Control Valve | Water | Characterized Control Valve (CCV), 1/2", 2-way, Cv 0.3 ¦Valve Actuator, Non fail-safe, AC/DC 24 V, 2...10 V, modulating | 400.00
B207B+TR24-SR-T US | Characterized Control Valve | Water | Characterized Control Valve (CCV), 1/2", 2-way, Cv 0.3 ¦Valve Actuator, Non fail-safe, AC/DC 24 V, 2...10 V, terminals, modulating | 329.00
B208 | Characterized Control Valve | Water | Characterized Control Valve (CCV), 1/2", 2-way, Cv 0.46 | 107.00
B208+LF120 US | Characterized Control Valve | Water | Characterized Control Valve (CCV), 1/2", 2-way, Cv 0.46 ¦Valve Actuator, Spring return, AC 120 V, On/Off | 600.00
B208+LF120-S US | Characterized Control Valve | Water | Characterized Control Valve (CCV), 1/2", 2-way, Cv 0.46 ¦Valve Actuator, Spring return, AC 120 V, On/Off, 1 x SPDT | 669.00
B208+LF24 US | Characterized Control Valve | Water | Characterized Control Valve (CCV), 1/2", 2-way, Cv 0.46 ¦Valve Actuator, Spring return, AC/DC 24 V, On/Off | 516.00
B208+LF24-3 US | Characterized Control Valve | Water | Characterized Control Valve (CCV), 1/2", 2-way, Cv 0.46 ¦Valve Actuator, Spring return, AC/DC 24 V, On/Off, Floating point | 647.00
B208+LF24-MFT US | Characterized Control Valve | Water | Characterized Control Valve (CCV), 1/2", 2-way, Cv 0.46 ¦Configurable Valve Actuator, Spring return, AC/DC 24 V, 2...10 V, MFT/programmable | 774.00
B208+LF24-MFT-S US | Characterized Control Valve | Water | Characterized Control Valve (CCV), 1/2", 2-way, Cv 0.46 ¦Configurable Valve Actuator, Spring return, AC/DC 24 V, 2...10 V, 1 x SPDT, MFT/programmable | 844.00
B208+LF24-S US | Characterized Control Valve | Water | Characterized Control Valve (CCV), 1/2", 2-way, Cv 0.46 ¦Valve Actuator, Spring return, AC/DC 24 V, On/Off, 1 x SPDT | 585.00
B208+LF24-SR US | Characterized Control Valve | Water | Characterized Control Valve (CCV), 1/2", 2-way, Cv 0.46 ¦Valve Actuator, Spring return, AC/DC 24 V, 2...10 V, modulating | 665.00
B208+LF24-SR-S US | Characterized Control Valve | Water | Characterized Control Valve (CCV), 1/2", 2-way, Cv 0.46 ¦Valve Actuator, Spring return, AC/DC 24 V, 2...10 V, 1 x SPDT, modulating | 734.00
B208+LRB120-3 | Characterized Control Valve | Water | Characterized Control Valve (CCV), 1/2", 2-way, Cv 0.46 ¦Valve Actuator, Non fail-safe, AC 100...240 V, On/Off, Floating point | 367.00
B208+LRB24-3 | Characterized Control Valve | Water | Characterized Control Valve (CCV), 1/2", 2-way, Cv 0.46 ¦Valve Actuator, Non fail-safe, AC/DC 24 V, On/Off, Floating point | 329.00
B208+LRB24-3-S | Characterized Control Valve | Water | Characterized Control Valve (CCV), 1/2", 2-way, Cv 0.46 ¦Valve Actuator, Non fail-safe, AC/DC 24 V, On/Off, Floating point, 1 x SPDT | 432.00
B208+LRB24-3-T | Characterized Control Valve | Water | Characterized Control Valve (CCV), 1/2", 2-way, Cv 0.46 ¦Valve Actuator, Non fail-safe, AC/DC 24 V, On/Off, Floating point, terminals | 313.00
B208+LRB24-MFT | Characterized Control Valve | Water | Characterized Control Valve (CCV), 1/2", 2-way, Cv 0.46 ¦Valve Actuator, Non fail-safe, AC/DC 24 V, 2...10 V, MFT/programmable | 605.00
B208+LRB24-SR | Characterized Control Valve | Water | Characterized Control Valve (CCV), 1/2", 2-way, Cv 0.46 ¦Valve Actuator, Non fail-safe, AC/DC 24 V, 2...10 V, modulating | 458.00
B208+LRB24-SR-T | Characterized Control Valve | Water | Characterized Control Valve (CCV), 1/2", 2-way, Cv 0.46 ¦Valve Actuator, Non fail-safe, AC/DC 24 V, 2...10 V, terminals, modulating | 442.00
B208+LRCB24-3 | Characterized Control Valve | Water | Characterized Control Valve (CCV), 1/2", 2-way, Cv 0.46 ¦Valve Actuator, Non fail-safe, AC/DC 24 V, On/Off, Floating point | 363.00
B208+LRQX24-1 | Characterized Control Valve | Water | Characterized Control Valve (CCV), 1/2", 2-way, Cv 0.46 ¦Configurable Valve Actuator, Non fail-safe, AC/DC 24 V, On/Off | 742.00
B208+LRQX24-MFT | Characterized Control Valve | Water | Characterized Control Valve (CCV), 1/2", 2-way, Cv 0.46 ¦Configurable Valve Actuator, Non fail-safe, AC/DC 24 V, 2...10 V, MFT/programmable | 795.00
B208+LRX120-3 | Characterized Control Valve | Water | Characterized Control Valve (CCV), 1/2", 2-way, Cv 0.46 ¦Configurable Valve Actuator, Non fail-safe, AC 100...240 V, On/Off, Floating point | 367.00
B208+LRX120-SR | Characterized Control Valve | Water | Characterized Control Valve (CCV), 1/2", 2-way, Cv 0.46 ¦Configurable Valve Actuator, Non fail-safe, AC 100...240 V, 2...10 V, modulating | 502.00
B208+LRX24-3 | Characterized Control Valve | Water | Characterized Control Valve (CCV), 1/2", 2-way, Cv 0.46 ¦Configurable Valve Actuator, Non fail-safe, AC/DC 24 V, On/Off, Floating point | 329.00
B208+LRX24-3-S | Characterized Control Valve | Water | Characterized Control Valve (CCV), 1/2", 2-way, Cv 0.46 ¦Configurable Valve Actuator, Non fail-safe, AC/DC 24 V, On/Off, Floating point, 1 x SPDT | 432.00
B208+LRX24-3-T | Characterized Control Valve | Water | Characterized Control Valve (CCV), 1/2", 2-way, Cv 0.46 ¦Configurable Valve Actuator, Non fail-safe, AC/DC 24 V, On/Off, Floating point, terminals | 313.00
B208+LRX24-MFT | Characterized Control Valve | Water | Characterized Control Valve (CCV), 1/2", 2-way, Cv 0.46 ¦Configurable Valve Actuator, Non fail-safe, AC/DC 24 V, 2...10 V, MFT/programmable | 605.00
B208+LRX24-MFT95 | Characterized Control Valve | Water | Characterized Control Valve (CCV), 1/2", 2-way, Cv 0.46 ¦Configurable Valve Actuator, Non fail-safe, AC/DC 24 V, 0...135 Ω, MFT/programmable | 725.00
B208+LRX24-PC | Characterized Control Valve | Water | Characterized Control Valve (CCV), 1/2", 2-way, Cv 0.46 ¦Configurable Valve Actuator, Non fail-safe, AC/DC 24 V, 0...20 V PhC, modulating | 725.00
B208+LRX24-SR | Characterized Control Valve | Water | Characterized Control Valve (CCV), 1/2", 2-way, Cv 0.46 ¦Configurable Valve Actuator, Non fail-safe, AC/DC 24 V, 2...10 V, modulating | 458.00
B208+LRX24-SR-T | Characterized Control Valve | Water | Characterized Control Valve (CCV), 1/2", 2-way, Cv 0.46 ¦Configurable Valve Actuator, Non fail-safe, AC/DC 24 V, 2...10 V, terminals, modulating | 442.00
B208+NRX24-3-T N4 | Characterized Control Valve | Water | Characterized Control Valve (CCV), 1/2", 2-way, Cv 0.46 ¦Configurable Valve Actuator, Non fail-safe, AC/DC 24 V, On/Off, Floating point, NEMA 4X, terminals | 689.00
B208+NRX24-MFT-T N4 | Characterized Control Valve | Water | Characterized Control Valve (CCV), 1/2", 2-way, Cv 0.46 ¦Configurable Valve Actuator, Non fail-safe, AC/DC 24 V, 2...10 V, NEMA 4X, terminals | 961.00
B208+NRX24-SR-T N4 | Characterized Control Valve | Water | Characterized Control Valve (CCV), 1/2", 2-way, Cv 0.46 ¦Configurable Valve Actuator, Non fail-safe, AC/DC 24 V, 2...10 V, NEMA 4X, terminals | 807.00
B208+TFRB120 | Characterized Control Valve | Water | Characterized Control Valve (CCV), 1/2", 2-way, Cv 0.46 ¦Valve Actuator, Spring return, AC 100...240 V, On/Off | 504.00
B208+TFRB120-S | Characterized Control Valve | Water | Characterized Control Valve (CCV), 1/2", 2-way, Cv 0.46 ¦Valve Actuator, Spring return, AC 100...240 V, On/Off, 1 x SPDT | 573.00
B208+TFRB24 | Characterized Control Valve | Water | Characterized Control Valve (CCV), 1/2", 2-way, Cv 0.46 ¦Valve Actuator, Spring return, AC/DC 24 V, On/Off | 446.00
B208+TFRB24-3 | Characterized Control Valve | Water | Characterized Control Valve (CCV), 1/2", 2-way, Cv 0.46 ¦Valve Actuator, Spring return, AC/DC 24 V, Floating point | 510.00
B208+TFRB24-3-S | Characterized Control Valve | Water | Characterized Control Valve (CCV), 1/2", 2-way, Cv 0.46 ¦Valve Actuator, Spring return, AC/DC 24 V, Floating point, 1 x SPDT | 578.00
B208+TFRB24-S | Characterized Control Valve | Water | Characterized Control Valve (CCV), 1/2", 2-way, Cv 0.46 ¦Valve Actuator, Spring return, AC/DC 24 V, On/Off, 1 x SPDT | 517.00
B208+TFRB24-SR | Characterized Control Valve | Water | Characterized Control Valve (CCV), 1/2", 2-way, Cv 0.46 ¦Valve Actuator, Spring return, AC/DC 24 V, 2...10 V, modulating | 548.00
B208+TFRB24-SR-S | Characterized Control Valve | Water | Characterized Control Valve (CCV), 1/2", 2-way, Cv 0.46 ¦Valve Actuator, Spring return, AC/DC 24 V, 2...10 V, 1 x SPDT, modulating | 617.00
B208+TFRX120 | Characterized Control Valve | Water | Characterized Control Valve (CCV), 1/2", 2-way, Cv 0.46 ¦Configurable Valve Actuator, Spring return, AC 100...240 V, On/Off | 504.00
B208+TFRX120-S | Characterized Control Valve | Water | Characterized Control Valve (CCV), 1/2", 2-way, Cv 0.46 ¦Configurable Valve Actuator, Spring return, AC 100...240 V, On/Off, 1 x SPDT | 573.00
B208+TFRX24 | Characterized Control Valve | Water | Characterized Control Valve (CCV), 1/2", 2-way, Cv 0.46 ¦Configurable Valve Actuator, Spring return, AC/DC 24 V, On/Off | 446.00
B208+TFRX24-3 | Characterized Control Valve | Water | Characterized Control Valve (CCV), 1/2", 2-way, Cv 0.46 ¦Configurable Valve Actuator, Spring return, AC/DC 24 V, Floating point | 510.00
B208+TFRX24-3-S | Characterized Control Valve | Water | Characterized Control Valve (CCV), 1/2", 2-way, Cv 0.46 ¦Configurable Valve Actuator, Spring return, AC/DC 24 V, Floating point, 1 x SPDT | 578.00
B208+TFRX24-MFT | Characterized Control Valve | Water | Characterized Control Valve (CCV), 1/2", 2-way, Cv 0.46 ¦Configurable Valve Actuator, Spring return, AC/DC 24 V, 2...10 V, MFT/programmable | 639.00
B208+TFRX24-S | Characterized Control Valve | Water | Characterized Control Valve (CCV), 1/2", 2-way, Cv 0.46 ¦Configurable Valve Actuator, Spring return, AC/DC 24 V, On/Off, 1 x SPDT | 517.00
B208+TFRX24-SR | Characterized Control Valve | Water | Characterized Control Valve (CCV), 1/2", 2-way, Cv 0.46 ¦Configurable Valve Actuator, Spring return, AC/DC 24 V, 2...10 V, modulating | 548.00
B208+TFRX24-SR-S | Characterized Control Valve | Water | Characterized Control Valve (CCV), 1/2", 2-way, Cv 0.46 ¦Configurable Valve Actuator, Spring return, AC/DC 24 V, 2...10 V, 1 x SPDT, modulating | 617.00
B208+TR24-3 US | Characterized Control Valve | Water | Characterized Control Valve (CCV), 1/2", 2-way, Cv 0.46 ¦Valve Actuator, Non fail-safe, AC 24 V, On/Off, Floating point | 278.00
B208+TR24-3/300 US | Characterized Control Valve | Water | Characterized Control Valve (CCV), 1/2", 2-way, Cv 0.46 ¦Valve Actuator, Non fail-safe, AC 24 V, On/Off | 305.00
B208+TR24-3/500 US | Characterized Control Valve | Water | Characterized Control Valve (CCV), 1/2", 2-way, Cv 0.46 ¦Valve Actuator, Non fail-safe, AC 24 V, On/Off | 328.00
B208+TR24-3-T US | Characterized Control Valve | Water | Characterized Control Valve (CCV), 1/2", 2-way, Cv 0.46 ¦Valve Actuator, Non fail-safe, AC 24 V, On/Off, Floating point, terminals | 258.00
B208+TR24-SR US | Characterized Control Valve | Water | Characterized Control Valve (CCV), 1/2", 2-way, Cv 0.46 ¦Valve Actuator, Non fail-safe, AC/DC 24 V, 2...10 V, modulating | 408.00
B208+TR24-SR/300 US | Characterized Control Valve | Water | Characterized Control Valve (CCV), 1/2", 2-way, Cv 0.46 ¦Valve Actuator, Non fail-safe, AC/DC 24 V, 2...10 V, modulating | 432.00
B208+TR24-SR/500 US | Characterized Control Valve | Water | Characterized Control Valve (CCV), 1/2", 2-way, Cv 0.46 ¦Valve Actuator, Non fail-safe, AC/DC 24 V, 2...10 V, modulating | 459.00
B208+TR24-SR-T US | Characterized Control Valve | Water | Characterized Control Valve (CCV), 1/2", 2-way, Cv 0.46 ¦Valve Actuator, Non fail-safe, AC/DC 24 V, 2...10 V, terminals, modulating | 392.00
B208B | Characterized Control Valve | Water | Characterized Control Valve (CCV), 1/2", 2-way, Cv 0.46 | 77.00
B208B+LF120 US | Characterized Control Valve | Water | Characterized Control Valve (CCV), 1/2", 2-way, Cv 0.46 ¦Valve Actuator, Spring return, AC 120 V, On/Off | 575.00
B208B+LF120-S US | Characterized Control Valve | Water | Characterized Control Valve (CCV), 1/2", 2-way, Cv 0.46 ¦Valve Actuator, Spring return, AC 120 V, On/Off, 1 x SPDT | 645.00
B208B+LF24 US | Characterized Control Valve | Water | Characterized Control Valve (CCV), 1/2", 2-way, Cv 0.46 ¦Valve Actuator, Spring return, AC/DC 24 V, On/Off | 491.00
B208B+LF24-3 US | Characterized Control Valve | Water | Characterized Control Valve (CCV), 1/2", 2-way, Cv 0.46 ¦Valve Actuator, Spring return, AC/DC 24 V, On/Off, Floating point | 625.00
B208B+LF24-S US | Characterized Control Valve | Water | Characterized Control Valve (CCV), 1/2", 2-way, Cv 0.46 ¦Valve Actuator, Spring return, AC/DC 24 V, On/Off, 1 x SPDT | 561.00
B208B+LF24-SR US | Characterized Control Valve | Water | Characterized Control Valve (CCV), 1/2", 2-way, Cv 0.46 ¦Valve Actuator, Spring return, AC/DC 24 V, 2...10 V, modulating | 643.00
B208B+LF24-SR-S US | Characterized Control Valve | Water | Characterized Control Valve (CCV), 1/2", 2-way, Cv 0.46 ¦Valve Actuator, Spring return, AC/DC 24 V, 2...10 V, 1 x SPDT, modulating | 713.00
B208B+LRB120-3 | Characterized Control Valve | Water | Characterized Control Valve (CCV), 1/2", 2-way, Cv 0.46 ¦Valve Actuator, Non fail-safe, AC 100...240 V, On/Off, Floating point | 348.00
B208B+LRB24-3 | Characterized Control Valve | Water | Characterized Control Valve (CCV), 1/2", 2-way, Cv 0.46 ¦Valve Actuator, Non fail-safe, AC/DC 24 V, On/Off, Floating point | 306.00
B208B+LRB24-3-S | Characterized Control Valve | Water | Characterized Control Valve (CCV), 1/2", 2-way, Cv 0.46 ¦Valve Actuator, Non fail-safe, AC/DC 24 V, On/Off, Floating point, 1 x SPDT | 407.00
B208B+LRB24-3-T | Characterized Control Valve | Water | Characterized Control Valve (CCV), 1/2", 2-way, Cv 0.46 ¦Valve Actuator, Non fail-safe, AC/DC 24 V, On/Off, Floating point, terminals | 288.00
B208B+LRB24-SR | Characterized Control Valve | Water | Characterized Control Valve (CCV), 1/2", 2-way, Cv 0.46 ¦Valve Actuator, Non fail-safe, AC/DC 24 V, 2...10 V, modulating | 455.00
B208B+LRB24-SR-T | Characterized Control Valve | Water | Characterized Control Valve (CCV), 1/2", 2-way, Cv 0.46 ¦Valve Actuator, Non fail-safe, AC/DC 24 V, 2...10 V, terminals, modulating | 440.00
B208B+TFRB120 | Characterized Control Valve | Water | Characterized Control Valve (CCV), 1/2", 2-way, Cv 0.46 ¦Valve Actuator, Spring return, AC 100...240 V, On/Off | 488.00
B208B+TFRB120-S | Characterized Control Valve | Water | Characterized Control Valve (CCV), 1/2", 2-way, Cv 0.46 ¦Valve Actuator, Spring return, AC 100...240 V, On/Off, 1 x SPDT | 558.00
B208B+TFRB24 | Characterized Control Valve | Water | Characterized Control Valve (CCV), 1/2", 2-way, Cv 0.46 ¦Valve Actuator, Spring return, AC/DC 24 V, On/Off | 432.00
B208B+TFRB24-3 | Characterized Control Valve | Water | Characterized Control Valve (CCV), 1/2", 2-way, Cv 0.46 ¦Valve Actuator, Spring return, AC/DC 24 V, Floating point | 492.00
B208B+TFRB24-3-S | Characterized Control Valve | Water | Characterized Control Valve (CCV), 1/2", 2-way, Cv 0.46 ¦Valve Actuator, Spring return, AC/DC 24 V, Floating point, 1 x SPDT | 562.00
B208B+TFRB24-S | Characterized Control Valve | Water | Characterized Control Valve (CCV), 1/2", 2-way, Cv 0.46 ¦Valve Actuator, Spring return, AC/DC 24 V, On/Off, 1 x SPDT | 500.00
B208B+TFRB24-SR | Characterized Control Valve | Water | Characterized Control Valve (CCV), 1/2", 2-way, Cv 0.46 ¦Valve Actuator, Spring return, AC/DC 24 V, 2...10 V, modulating | 529.00
B208B+TFRB24-SR-S | Characterized Control Valve | Water | Characterized Control Valve (CCV), 1/2", 2-way, Cv 0.46 ¦Valve Actuator, Spring return, AC/DC 24 V, 2...10 V, 1 x SPDT, modulating | 599.00
B208B+TR24-3 US | Characterized Control Valve | Water | Characterized Control Valve (CCV), 1/2", 2-way, Cv 0.46 ¦Valve Actuator, Non fail-safe, AC 24 V, On/Off, Floating point | 237.00
B208B+TR24-3/300 US | Characterized Control Valve | Water | Characterized Control Valve (CCV), 1/2", 2-way, Cv 0.46 ¦Valve Actuator, Non fail-safe, AC 24 V, On/Off | 255.00
B208B+TR24-3/500 US | Characterized Control Valve | Water | Characterized Control Valve (CCV), 1/2", 2-way, Cv 0.46 ¦Valve Actuator, Non fail-safe, AC 24 V, On/Off | 288.00
B208B+TR24-3-T US | Characterized Control Valve | Water | Characterized Control Valve (CCV), 1/2", 2-way, Cv 0.46 ¦Valve Actuator, Non fail-safe, AC 24 V, On/Off, Floating point, terminals | 224.00
B208B+TR24-SR US | Characterized Control Valve | Water | Characterized Control Valve (CCV), 1/2", 2-way, Cv 0.46 ¦Valve Actuator, Non fail-safe, AC/DC 24 V, 2...10 V, modulating | 346.00
B208B+TR24-SR/300 US | Characterized Control Valve | Water | Characterized Control Valve (CCV), 1/2", 2-way, Cv 0.46 ¦Valve Actuator, Non fail-safe, AC/DC 24 V, 2...10 V, modulating | 370.00
B208B+TR24-SR/500 US | Characterized Control Valve | Water | Characterized Control Valve (CCV), 1/2", 2-way, Cv 0.46 ¦Valve Actuator, Non fail-safe, AC/DC 24 V, 2...10 V, modulating | 400.00
B208B+TR24-SR-T US | Characterized Control Valve | Water | Characterized Control Valve (CCV), 1/2", 2-way, Cv 0.46 ¦Valve Actuator, Non fail-safe, AC/DC 24 V, 2...10 V, terminals, modulating | 329.00
B209 | Characterized Control Valve | Water | Characterized Control Valve (CCV), 1/2", 2-way, Cv 0.8 | 107.00
B209+LF120 US | Characterized Control Valve | Water | Characterized Control Valve (CCV), 1/2", 2-way, Cv 0.8 ¦Valve Actuator, Spring return, AC 120 V, On/Off | 600.00
B209+LF120-S US | Characterized Control Valve | Water | Characterized Control Valve (CCV), 1/2", 2-way, Cv 0.8 ¦Valve Actuator, Spring return, AC 120 V, On/Off, 1 x SPDT | 669.00
B209+LF24 US | Characterized Control Valve | Water | Characterized Control Valve (CCV), 1/2", 2-way, Cv 0.8 ¦Valve Actuator, Spring return, AC/DC 24 V, On/Off | 516.00
B209+LF24-3 US | Characterized Control Valve | Water | Characterized Control Valve (CCV), 1/2", 2-way, Cv 0.8 ¦Valve Actuator, Spring return, AC/DC 24 V, On/Off, Floating point | 647.00
B209+LF24-MFT US | Characterized Control Valve | Water | Characterized Control Valve (CCV), 1/2", 2-way, Cv 0.8 ¦Configurable Valve Actuator, Spring return, AC/DC 24 V, 2...10 V, MFT/programmable | 774.00
B209+LF24-MFT-S US | Characterized Control Valve | Water | Characterized Control Valve (CCV), 1/2", 2-way, Cv 0.8 ¦Configurable Valve Actuator, Spring return, AC/DC 24 V, 2...10 V, 1 x SPDT, MFT/programmable | 844.00
B209+LF24-S US | Characterized Control Valve | Water | Characterized Control Valve (CCV), 1/2", 2-way, Cv 0.8 ¦Valve Actuator, Spring return, AC/DC 24 V, On/Off, 1 x SPDT | 585.00
B209+LF24-SR US | Characterized Control Valve | Water | Characterized Control Valve (CCV), 1/2", 2-way, Cv 0.8 ¦Valve Actuator, Spring return, AC/DC 24 V, 2...10 V, modulating | 665.00
B209+LF24-SR-S US | Characterized Control Valve | Water | Characterized Control Valve (CCV), 1/2", 2-way, Cv 0.8 ¦Valve Actuator, Spring return, AC/DC 24 V, 2...10 V, 1 x SPDT, modulating | 734.00
B209+LRB120-3 | Characterized Control Valve | Water | Characterized Control Valve (CCV), 1/2", 2-way, Cv 0.8 ¦Valve Actuator, Non fail-safe, AC 100...240 V, On/Off, Floating point | 367.00
B209+LRB24-3 | Characterized Control Valve | Water | Characterized Control Valve (CCV), 1/2", 2-way, Cv 0.8 ¦Valve Actuator, Non fail-safe, AC/DC 24 V, On/Off, Floating point | 329.00
B209+LRB24-3-S | Characterized Control Valve | Water | Characterized Control Valve (CCV), 1/2", 2-way, Cv 0.8 ¦Valve Actuator, Non fail-safe, AC/DC 24 V, On/Off, Floating point, 1 x SPDT | 432.00
B209+LRB24-3-T | Characterized Control Valve | Water | Characterized Control Valve (CCV), 1/2", 2-way, Cv 0.8 ¦Valve Actuator, Non fail-safe, AC/DC 24 V, On/Off, Floating point, terminals | 313.00
B209+LRB24-MFT | Characterized Control Valve | Water | Characterized Control Valve (CCV), 1/2", 2-way, Cv 0.8 ¦Valve Actuator, Non fail-safe, AC/DC 24 V, 2...10 V, MFT/programmable | 605.00
B209+LRB24-SR | Characterized Control Valve | Water | Characterized Control Valve (CCV), 1/2", 2-way, Cv 0.8 ¦Valve Actuator, Non fail-safe, AC/DC 24 V, 2...10 V, modulating | 458.00
B209+LRB24-SR-T | Characterized Control Valve | Water | Characterized Control Valve (CCV), 1/2", 2-way, Cv 0.8 ¦Valve Actuator, Non fail-safe, AC/DC 24 V, 2...10 V, terminals, modulating | 442.00
B209+LRCB24-3 | Characterized Control Valve | Water | Characterized Control Valve (CCV), 1/2", 2-way, Cv 0.8 ¦Valve Actuator, Non fail-safe, AC/DC 24 V, On/Off, Floating point | 363.00
B209+LRQX24-1 | Characterized Control Valve | Water | Characterized Control Valve (CCV), 1/2", 2-way, Cv 0.8 ¦Configurable Valve Actuator, Non fail-safe, AC/DC 24 V, On/Off | 742.00
B209+LRQX24-MFT | Characterized Control Valve | Water | Characterized Control Valve (CCV), 1/2", 2-way, Cv 0.8 ¦Configurable Valve Actuator, Non fail-safe, AC/DC 24 V, 2...10 V, MFT/programmable | 795.00
B209+LRX120-3 | Characterized Control Valve | Water | Characterized Control Valve (CCV), 1/2", 2-way, Cv 0.8 ¦Configurable Valve Actuator, Non fail-safe, AC 100...240 V, On/Off, Floating point | 367.00
B209+LRX120-SR | Characterized Control Valve | Water | Characterized Control Valve (CCV), 1/2", 2-way, Cv 0.8 ¦Configurable Valve Actuator, Non fail-safe, AC 100...240 V, 2...10 V, modulating | 502.00
B209+LRX24-3 | Characterized Control Valve | Water | Characterized Control Valve (CCV), 1/2", 2-way, Cv 0.8 ¦Configurable Valve Actuator, Non fail-safe, AC/DC 24 V, On/Off, Floating point | 329.00
B209+LRX24-3-S | Characterized Control Valve | Water | Characterized Control Valve (CCV), 1/2", 2-way, Cv 0.8 ¦Configurable Valve Actuator, Non fail-safe, AC/DC 24 V, On/Off, Floating point, 1 x SPDT | 432.00
B209+LRX24-3-T | Characterized Control Valve | Water | Characterized Control Valve (CCV), 1/2", 2-way, Cv 0.8 ¦Configurable Valve Actuator, Non fail-safe, AC/DC 24 V, On/Off, Floating point, terminals | 313.00
B209+LRX24-MFT | Characterized Control Valve | Water | Characterized Control Valve (CCV), 1/2", 2-way, Cv 0.8 ¦Configurable Valve Actuator, Non fail-safe, AC/DC 24 V, 2...10 V, MFT/programmable | 605.00
B209+LRX24-MFT95 | Characterized Control Valve | Water | Characterized Control Valve (CCV), 1/2", 2-way, Cv 0.8 ¦Configurable Valve Actuator, Non fail-safe, AC/DC 24 V, 0...135 Ω, MFT/programmable | 725.00
B209+LRX24-PC | Characterized Control Valve | Water | Characterized Control Valve (CCV), 1/2", 2-way, Cv 0.8 ¦Configurable Valve Actuator, Non fail-safe, AC/DC 24 V, 0...20 V PhC, modulating | 725.00
B209+LRX24-SR | Characterized Control Valve | Water | Characterized Control Valve (CCV), 1/2", 2-way, Cv 0.8 ¦Configurable Valve Actuator, Non fail-safe, AC/DC 24 V, 2...10 V, modulating | 458.00
B209+LRX24-SR-T | Characterized Control Valve | Water | Characterized Control Valve (CCV), 1/2", 2-way, Cv 0.8 ¦Configurable Valve Actuator, Non fail-safe, AC/DC 24 V, 2...10 V, terminals, modulating | 442.00
B209+NRX24-3-T N4 | Characterized Control Valve | Water | Characterized Control Valve (CCV), 1/2", 2-way, Cv 0.8 ¦Configurable Valve Actuator, Non fail-safe, AC/DC 24 V, On/Off, Floating point, NEMA 4X, terminals | 689.00
B209+NRX24-MFT-T N4 | Characterized Control Valve | Water | Characterized Control Valve (CCV), 1/2", 2-way, Cv 0.8 ¦Configurable Valve Actuator, Non fail-safe, AC/DC 24 V, 2...10 V, NEMA 4X, terminals | 961.00
B209+NRX24-SR-T N4 | Characterized Control Valve | Water | Characterized Control Valve (CCV), 1/2", 2-way, Cv 0.8 ¦Configurable Valve Actuator, Non fail-safe, AC/DC 24 V, 2...10 V, NEMA 4X, terminals | 807.00
B209+TFRB120 | Characterized Control Valve | Water | Characterized Control Valve (CCV), 1/2", 2-way, Cv 0.8 ¦Valve Actuator, Spring return, AC 100...240 V, On/Off | 504.00
B209+TFRB120-S | Characterized Control Valve | Water | Characterized Control Valve (CCV), 1/2", 2-way, Cv 0.8 ¦Valve Actuator, Spring return, AC 100...240 V, On/Off, 1 x SPDT | 573.00
B209+TFRB24 | Characterized Control Valve | Water | Characterized Control Valve (CCV), 1/2", 2-way, Cv 0.8 ¦Valve Actuator, Spring return, AC/DC 24 V, On/Off | 446.00
B209+TFRB24-3 | Characterized Control Valve | Water | Characterized Control Valve (CCV), 1/2", 2-way, Cv 0.8 ¦Valve Actuator, Spring return, AC/DC 24 V, Floating point | 510.00
B209+TFRB24-3-S | Characterized Control Valve | Water | Characterized Control Valve (CCV), 1/2", 2-way, Cv 0.8 ¦Valve Actuator, Spring return, AC/DC 24 V, Floating point, 1 x SPDT | 578.00
B209+TFRB24-S | Characterized Control Valve | Water | Characterized Control Valve (CCV), 1/2", 2-way, Cv 0.8 ¦Valve Actuator, Spring return, AC/DC 24 V, On/Off, 1 x SPDT | 517.00
B209+TFRB24-SR | Characterized Control Valve | Water | Characterized Control Valve (CCV), 1/2", 2-way, Cv 0.8 ¦Valve Actuator, Spring return, AC/DC 24 V, 2...10 V, modulating | 548.00
B209+TFRB24-SR-S | Characterized Control Valve | Water | Characterized Control Valve (CCV), 1/2", 2-way, Cv 0.8 ¦Valve Actuator, Spring return, AC/DC 24 V, 2...10 V, 1 x SPDT, modulating | 617.00
B209+TFRX120 | Characterized Control Valve | Water | Characterized Control Valve (CCV), 1/2", 2-way, Cv 0.8 ¦Configurable Valve Actuator, Spring return, AC 100...240 V, On/Off | 504.00
B209+TFRX120-S | Characterized Control Valve | Water | Characterized Control Valve (CCV), 1/2", 2-way, Cv 0.8 ¦Configurable Valve Actuator, Spring return, AC 100...240 V, On/Off, 1 x SPDT | 573.00
B209+TFRX24 | Characterized Control Valve | Water | Characterized Control Valve (CCV), 1/2", 2-way, Cv 0.8 ¦Configurable Valve Actuator, Spring return, AC/DC 24 V, On/Off | 446.00
B209+TFRX24-3 | Characterized Control Valve | Water | Characterized Control Valve (CCV), 1/2", 2-way, Cv 0.8 ¦Configurable Valve Actuator, Spring return, AC/DC 24 V, Floating point | 510.00
B209+TFRX24-3-S | Characterized Control Valve | Water | Characterized Control Valve (CCV), 1/2", 2-way, Cv 0.8 ¦Configurable Valve Actuator, Spring return, AC/DC 24 V, Floating point, 1 x SPDT | 578.00
B209+TFRX24-MFT | Characterized Control Valve | Water | Characterized Control Valve (CCV), 1/2", 2-way, Cv 0.8 ¦Configurable Valve Actuator, Spring return, AC/DC 24 V, 2...10 V, MFT/programmable | 639.00
B209+TFRX24-S | Characterized Control Valve | Water | Characterized Control Valve (CCV), 1/2", 2-way, Cv 0.8 ¦Configurable Valve Actuator, Spring return, AC/DC 24 V, On/Off, 1 x SPDT | 517.00
B209+TFRX24-SR | Characterized Control Valve | Water | Characterized Control Valve (CCV), 1/2", 2-way, Cv 0.8 ¦Configurable Valve Actuator, Spring return, AC/DC 24 V, 2...10 V, modulating | 548.00
B209+TFRX24-SR-S | Characterized Control Valve | Water | Characterized Control Valve (CCV), 1/2", 2-way, Cv 0.8 ¦Configurable Valve Actuator, Spring return, AC/DC 24 V, 2...10 V, 1 x SPDT, modulating | 617.00
B209+TR24-3 US | Characterized Control Valve | Water | Characterized Control Valve (CCV), 1/2", 2-way, Cv 0.8 ¦Valve Actuator, Non fail-safe, AC 24 V, On/Off, Floating point | 278.00
B209+TR24-3/300 US | Characterized Control Valve | Water | Characterized Control Valve (CCV), 1/2", 2-way, Cv 0.8 ¦Valve Actuator, Non fail-safe, AC 24 V, On/Off | 305.00
B209+TR24-3/500 US | Characterized Control Valve | Water | Characterized Control Valve (CCV), 1/2", 2-way, Cv 0.8 ¦Valve Actuator, Non fail-safe, AC 24 V, On/Off | 328.00
B209+TR24-3-T US | Characterized Control Valve | Water | Characterized Control Valve (CCV), 1/2", 2-way, Cv 0.8 ¦Valve Actuator, Non fail-safe, AC 24 V, On/Off, Floating point, terminals | 258.00
B209+TR24-SR US | Characterized Control Valve | Water | Characterized Control Valve (CCV), 1/2", 2-way, Cv 0.8 ¦Valve Actuator, Non fail-safe, AC/DC 24 V, 2...10 V, modulating | 408.00
B209+TR24-SR/300 US | Characterized Control Valve | Water | Characterized Control Valve (CCV), 1/2", 2-way, Cv 0.8 ¦Valve Actuator, Non fail-safe, AC/DC 24 V, 2...10 V, modulating | 432.00
B209+TR24-SR/500 US | Characterized Control Valve | Water | Characterized Control Valve (CCV), 1/2", 2-way, Cv 0.8 ¦Valve Actuator, Non fail-safe, AC/DC 24 V, 2...10 V, modulating | 459.00
B209+TR24-SR-T US | Characterized Control Valve | Water | Characterized Control Valve (CCV), 1/2", 2-way, Cv 0.8 ¦Valve Actuator, Non fail-safe, AC/DC 24 V, 2...10 V, terminals, modulating | 392.00
B209B | Characterized Control Valve | Water | Characterized Control Valve (CCV), 1/2", 2-way, Cv 0.8 | 77.00
B209B+LF120 US | Characterized Control Valve | Water | Characterized Control Valve (CCV), 1/2", 2-way, Cv 0.8 ¦Valve Actuator, Spring return, AC 120 V, On/Off | 575.00
B209B+LF120-S US | Characterized Control Valve | Water | Characterized Control Valve (CCV), 1/2", 2-way, Cv 0.8 ¦Valve Actuator, Spring return, AC 120 V, On/Off, 1 x SPDT | 645.00
B209B+LF24 US | Characterized Control Valve | Water | Characterized Control Valve (CCV), 1/2", 2-way, Cv 0.8 ¦Valve Actuator, Spring return, AC/DC 24 V, On/Off | 491.00
B209B+LF24-3 US | Characterized Control Valve | Water | Characterized Control Valve (CCV), 1/2", 2-way, Cv 0.8 ¦Valve Actuator, Spring return, AC/DC 24 V, On/Off, Floating point | 625.00
B209B+LF24-S US | Characterized Control Valve | Water | Characterized Control Valve (CCV), 1/2", 2-way, Cv 0.8 ¦Valve Actuator, Spring return, AC/DC 24 V, On/Off, 1 x SPDT | 561.00
B209B+LF24-SR US | Characterized Control Valve | Water | Characterized Control Valve (CCV), 1/2", 2-way, Cv 0.8 ¦Valve Actuator, Spring return, AC/DC 24 V, 2...10 V, modulating | 643.00
B209B+LF24-SR-S US | Characterized Control Valve | Water | Characterized Control Valve (CCV), 1/2", 2-way, Cv 0.8 ¦Valve Actuator, Spring return, AC/DC 24 V, 2...10 V, 1 x SPDT, modulating | 713.00
B209B+LRB120-3 | Characterized Control Valve | Water | Characterized Control Valve (CCV), 1/2", 2-way, Cv 0.8 ¦Valve Actuator, Non fail-safe, AC 100...240 V, On/Off, Floating point | 348.00
B209B+LRB24-3 | Characterized Control Valve | Water | Characterized Control Valve (CCV), 1/2", 2-way, Cv 0.8 ¦Valve Actuator, Non fail-safe, AC/DC 24 V, On/Off, Floating point | 306.00
B209B+LRB24-3-S | Characterized Control Valve | Water | Characterized Control Valve (CCV), 1/2", 2-way, Cv 0.8 ¦Valve Actuator, Non fail-safe, AC/DC 24 V, On/Off, Floating point, 1 x SPDT | 407.00
B209B+LRB24-3-T | Characterized Control Valve | Water | Characterized Control Valve (CCV), 1/2", 2-way, Cv 0.8 ¦Valve Actuator, Non fail-safe, AC/DC 24 V, On/Off, Floating point, terminals | 288.00
B209B+LRB24-SR | Characterized Control Valve | Water | Characterized Control Valve (CCV), 1/2", 2-way, Cv 0.8 ¦Valve Actuator, Non fail-safe, AC/DC 24 V, 2...10 V, modulating | 455.00
B209B+LRB24-SR-T | Characterized Control Valve | Water | Characterized Control Valve (CCV), 1/2", 2-way, Cv 0.8 ¦Valve Actuator, Non fail-safe, AC/DC 24 V, 2...10 V, terminals, modulating | 440.00
B209B+TFRB120 | Characterized Control Valve | Water | Characterized Control Valve (CCV), 1/2", 2-way, Cv 0.8 ¦Valve Actuator, Spring return, AC 100...240 V, On/Off | 488.00
B209B+TFRB120-S | Characterized Control Valve | Water | Characterized Control Valve (CCV), 1/2", 2-way, Cv 0.8 ¦Valve Actuator, Spring return, AC 100...240 V, On/Off, 1 x SPDT | 558.00
B209B+TFRB24 | Characterized Control Valve | Water | Characterized Control Valve (CCV), 1/2", 2-way, Cv 0.8 ¦Valve Actuator, Spring return, AC/DC 24 V, On/Off | 432.00
B209B+TFRB24-3 | Characterized Control Valve | Water | Characterized Control Valve (CCV), 1/2", 2-way, Cv 0.8 ¦Valve Actuator, Spring return, AC/DC 24 V, Floating point | 492.00
B209B+TFRB24-3-S | Characterized Control Valve | Water | Characterized Control Valve (CCV), 1/2", 2-way, Cv 0.8 ¦Valve Actuator, Spring return, AC/DC 24 V, Floating point, 1 x SPDT | 562.00
B209B+TFRB24-S | Characterized Control Valve | Water | Characterized Control Valve (CCV), 1/2", 2-way, Cv 0.8 ¦Valve Actuator, Spring return, AC/DC 24 V, On/Off, 1 x SPDT | 500.00
B209B+TFRB24-SR | Characterized Control Valve | Water | Characterized Control Valve (CCV), 1/2", 2-way, Cv 0.8 ¦Valve Actuator, Spring return, AC/DC 24 V, 2...10 V, modulating | 529.00
B209B+TFRB24-SR-S | Characterized Control Valve | Water | Characterized Control Valve (CCV), 1/2", 2-way, Cv 0.8 ¦Valve Actuator, Spring return, AC/DC 24 V, 2...10 V, 1 x SPDT, modulating | 599.00
B209B+TR24-3 US | Characterized Control Valve | Water | Characterized Control Valve (CCV), 1/2", 2-way, Cv 0.8 ¦Valve Actuator, Non fail-safe, AC 24 V, On/Off, Floating point | 237.00
B209B+TR24-3/300 US | Characterized Control Valve | Water | Characterized Control Valve (CCV), 1/2", 2-way, Cv 0.8 ¦Valve Actuator, Non fail-safe, AC 24 V, On/Off | 255.00
B209B+TR24-3/500 US | Characterized Control Valve | Water | Characterized Control Valve (CCV), 1/2", 2-way, Cv 0.8 ¦Valve Actuator, Non fail-safe, AC 24 V, On/Off | 288.00
B209B+TR24-3-T US | Characterized Control Valve | Water | Characterized Control Valve (CCV), 1/2", 2-way, Cv 0.8 ¦Valve Actuator, Non fail-safe, AC 24 V, On/Off, Floating point, terminals | 224.00
B209B+TR24-SR US | Characterized Control Valve | Water | Characterized Control Valve (CCV), 1/2", 2-way, Cv 0.8 ¦Valve Actuator, Non fail-safe, AC/DC 24 V, 2...10 V, modulating | 346.00
B209B+TR24-SR/300 US | Characterized Control Valve | Water | Characterized Control Valve (CCV), 1/2", 2-way, Cv 0.8 ¦Valve Actuator, Non fail-safe, AC/DC 24 V, 2...10 V, modulating | 370.00
B209B+TR24-SR/500 US | Characterized Control Valve | Water | Characterized Control Valve (CCV), 1/2", 2-way, Cv 0.8 ¦Valve Actuator, Non fail-safe, AC/DC 24 V, 2...10 V, modulating | 459.00
B209B+TR24-SR-T US | Characterized Control Valve | Water | Characterized Control Valve (CCV), 1/2", 2-way, Cv 0.8 ¦Valve Actuator, Non fail-safe, AC/DC 24 V, 2...10 V, terminals, modulating | 329.00
B210 | Characterized Control Valve | Water | Characterized Control Valve (CCV), 1/2", 2-way, Cv 1.2 | 114.00
B210+LF120 US | Characterized Control Valve | Water | Characterized Control Valve (CCV), 1/2", 2-way, Cv 1.2 ¦Valve Actuator, Spring return, AC 120 V, On/Off | 602.00
B210+LF120-S US | Characterized Control Valve | Water | Characterized Control Valve (CCV), 1/2", 2-way, Cv 1.2 ¦Valve Actuator, Spring return, AC 120 V, On/Off, 1 x SPDT | 672.00
B210+LF24 US | Characterized Control Valve | Water | Characterized Control Valve (CCV), 1/2", 2-way, Cv 1.2 ¦Valve Actuator, Spring return, AC/DC 24 V, On/Off | 519.00
B210+LF24-3 US | Characterized Control Valve | Water | Characterized Control Valve (CCV), 1/2", 2-way, Cv 1.2 ¦Valve Actuator, Spring return, AC/DC 24 V, On/Off, Floating point | 651.00
B210+LF24-MFT US | Characterized Control Valve | Water | Characterized Control Valve (CCV), 1/2", 2-way, Cv 1.2 ¦Configurable Valve Actuator, Spring return, AC/DC 24 V, 2...10 V, MFT/programmable | 778.00
B210+LF24-MFT-S US | Characterized Control Valve | Water | Characterized Control Valve (CCV), 1/2", 2-way, Cv 1.2 ¦Configurable Valve Actuator, Spring return, AC/DC 24 V, 2...10 V, 1 x SPDT, MFT/programmable | 849.00
B210+LF24-S US | Characterized Control Valve | Water | Characterized Control Valve (CCV), 1/2", 2-way, Cv 1.2 ¦Valve Actuator, Spring return, AC/DC 24 V, On/Off, 1 x SPDT | 589.00
B210+LF24-SR US | Characterized Control Valve | Water | Characterized Control Valve (CCV), 1/2", 2-way, Cv 1.2 ¦Valve Actuator, Spring return, AC/DC 24 V, 2...10 V, modulating | 671.00
B210+LF24-SR-S US | Characterized Control Valve | Water | Characterized Control Valve (CCV), 1/2", 2-way, Cv 1.2 ¦Valve Actuator, Spring return, AC/DC 24 V, 2...10 V, 1 x SPDT, modulating | 739.00
B210+LRB120-3 | Characterized Control Valve | Water | Characterized Control Valve (CCV), 1/2", 2-way, Cv 1.2 ¦Valve Actuator, Non fail-safe, AC 100...240 V, On/Off, Floating point | 370.00
B210+LRB24-3 | Characterized Control Valve | Water | Characterized Control Valve (CCV), 1/2", 2-way, Cv 1.2 ¦Valve Actuator, Non fail-safe, AC/DC 24 V, On/Off, Floating point | 332.00
B210+LRB24-3-S | Characterized Control Valve | Water | Characterized Control Valve (CCV), 1/2", 2-way, Cv 1.2 ¦Valve Actuator, Non fail-safe, AC/DC 24 V, On/Off, Floating point, 1 x SPDT | 435.00
B210+LRB24-3-T | Characterized Control Valve | Water | Characterized Control Valve (CCV), 1/2", 2-way, Cv 1.2 ¦Valve Actuator, Non fail-safe, AC/DC 24 V, On/Off, Floating point, terminals | 315.00
B210+LRB24-MFT | Characterized Control Valve | Water | Characterized Control Valve (CCV), 1/2", 2-way, Cv 1.2 ¦Valve Actuator, Non fail-safe, AC/DC 24 V, 2...10 V, MFT/programmable | 608.00
B210+LRB24-SR | Characterized Control Valve | Water | Characterized Control Valve (CCV), 1/2", 2-way, Cv 1.2 ¦Valve Actuator, Non fail-safe, AC/DC 24 V, 2...10 V, modulating | 462.00
B210+LRB24-SR-T | Characterized Control Valve | Water | Characterized Control Valve (CCV), 1/2", 2-way, Cv 1.2 ¦Valve Actuator, Non fail-safe, AC/DC 24 V, 2...10 V, terminals, modulating | 445.00
B210+LRCB24-3 | Characterized Control Valve | Water | Characterized Control Valve (CCV), 1/2", 2-way, Cv 1.2 ¦Valve Actuator, Non fail-safe, AC/DC 24 V, On/Off, Floating point | 365.00
B210+LRQX24-1 | Characterized Control Valve | Water | Characterized Control Valve (CCV), 1/2", 2-way, Cv 1.2 ¦Configurable Valve Actuator, Non fail-safe, AC/DC 24 V, On/Off | 746.00
B210+LRQX24-MFT | Characterized Control Valve | Water | Characterized Control Valve (CCV), 1/2", 2-way, Cv 1.2 ¦Configurable Valve Actuator, Non fail-safe, AC/DC 24 V, 2...10 V, MFT/programmable | 799.00
B210+LRX120-3 | Characterized Control Valve | Water | Characterized Control Valve (CCV), 1/2", 2-way, Cv 1.2 ¦Configurable Valve Actuator, Non fail-safe, AC 100...240 V, On/Off, Floating point | 370.00
B210+LRX120-SR | Characterized Control Valve | Water | Characterized Control Valve (CCV), 1/2", 2-way, Cv 1.2 ¦Configurable Valve Actuator, Non fail-safe, AC 100...240 V, 2...10 V, modulating | 504.00
B210+LRX24-3 | Characterized Control Valve | Water | Characterized Control Valve (CCV), 1/2", 2-way, Cv 1.2 ¦Configurable Valve Actuator, Non fail-safe, AC/DC 24 V, On/Off, Floating point | 332.00
B210+LRX24-3-S | Characterized Control Valve | Water | Characterized Control Valve (CCV), 1/2", 2-way, Cv 1.2 ¦Configurable Valve Actuator, Non fail-safe, AC/DC 24 V, On/Off, Floating point, 1 x SPDT | 435.00
B210+LRX24-3-T | Characterized Control Valve | Water | Characterized Control Valve (CCV), 1/2", 2-way, Cv 1.2 ¦Configurable Valve Actuator, Non fail-safe, AC/DC 24 V, On/Off, Floating point, terminals | 315.00
B210+LRX24-MFT | Characterized Control Valve | Water | Characterized Control Valve (CCV), 1/2", 2-way, Cv 1.2 ¦Configurable Valve Actuator, Non fail-safe, AC/DC 24 V, 2...10 V, MFT/programmable | 608.00
B210+LRX24-MFT95 | Characterized Control Valve | Water | Characterized Control Valve (CCV), 1/2", 2-way, Cv 1.2 ¦Configurable Valve Actuator, Non fail-safe, AC/DC 24 V, 0...135 Ω, MFT/programmable | 733.00
B210+LRX24-PC | Characterized Control Valve | Water | Characterized Control Valve (CCV), 1/2", 2-way, Cv 1.2 ¦Configurable Valve Actuator, Non fail-safe, AC/DC 24 V, 0...20 V PhC, modulating | 733.00
B210+LRX24-SR | Characterized Control Valve | Water | Characterized Control Valve (CCV), 1/2", 2-way, Cv 1.2 ¦Configurable Valve Actuator, Non fail-safe, AC/DC 24 V, 2...10 V, modulating | 462.00
B210+LRX24-SR-T | Characterized Control Valve | Water | Characterized Control Valve (CCV), 1/2", 2-way, Cv 1.2 ¦Configurable Valve Actuator, Non fail-safe, AC/DC 24 V, 2...10 V, terminals, modulating | 445.00
B210+NRX24-3-T N4 | Characterized Control Valve | Water | Characterized Control Valve (CCV), 1/2", 2-way, Cv 1.2 ¦Configurable Valve Actuator, Non fail-safe, AC/DC 24 V, On/Off, Floating point, NEMA 4X, terminals | 692.00
B210+NRX24-MFT-T N4 | Characterized Control Valve | Water | Characterized Control Valve (CCV), 1/2", 2-way, Cv 1.2 ¦Configurable Valve Actuator, Non fail-safe, AC/DC 24 V, 2...10 V, NEMA 4X, terminals | 964.00
B210+NRX24-SR-T N4 | Characterized Control Valve | Water | Characterized Control Valve (CCV), 1/2", 2-way, Cv 1.2 ¦Configurable Valve Actuator, Non fail-safe, AC/DC 24 V, 2...10 V, NEMA 4X, terminals | 810.00
B210+TFRB120 | Characterized Control Valve | Water | Characterized Control Valve (CCV), 1/2", 2-way, Cv 1.2 ¦Valve Actuator, Spring return, AC 100...240 V, On/Off | 508.00
B210+TFRB120-S | Characterized Control Valve | Water | Characterized Control Valve (CCV), 1/2", 2-way, Cv 1.2 ¦Valve Actuator, Spring return, AC 100...240 V, On/Off, 1 x SPDT | 576.00
B210+TFRB24 | Characterized Control Valve | Water | Characterized Control Valve (CCV), 1/2", 2-way, Cv 1.2 ¦Valve Actuator, Spring return, AC/DC 24 V, On/Off | 451.00
B210+TFRB24-3 | Characterized Control Valve | Water | Characterized Control Valve (CCV), 1/2", 2-way, Cv 1.2 ¦Valve Actuator, Spring return, AC/DC 24 V, Floating point | 513.00
B210+TFRB24-3-S | Characterized Control Valve | Water | Characterized Control Valve (CCV), 1/2", 2-way, Cv 1.2 ¦Valve Actuator, Spring return, AC/DC 24 V, Floating point, 1 x SPDT | 583.00
B210+TFRB24-S | Characterized Control Valve | Water | Characterized Control Valve (CCV), 1/2", 2-way, Cv 1.2 ¦Valve Actuator, Spring return, AC/DC 24 V, On/Off, 1 x SPDT | 521.00
B210+TFRB24-SR | Characterized Control Valve | Water | Characterized Control Valve (CCV), 1/2", 2-way, Cv 1.2 ¦Valve Actuator, Spring return, AC/DC 24 V, 2...10 V, modulating | 552.00
B210+TFRB24-SR-S | Characterized Control Valve | Water | Characterized Control Valve (CCV), 1/2", 2-way, Cv 1.2 ¦Valve Actuator, Spring return, AC/DC 24 V, 2...10 V, 1 x SPDT, modulating | 620.00
B210+TFRX120 | Characterized Control Valve | Water | Characterized Control Valve (CCV), 1/2", 2-way, Cv 1.2 ¦Configurable Valve Actuator, Spring return, AC 100...240 V, On/Off | 508.00
B210+TFRX120-S | Characterized Control Valve | Water | Characterized Control Valve (CCV), 1/2", 2-way, Cv 1.2 ¦Configurable Valve Actuator, Spring return, AC 100...240 V, On/Off, 1 x SPDT | 576.00
B210+TFRX24 | Characterized Control Valve | Water | Characterized Control Valve (CCV), 1/2", 2-way, Cv 1.2 ¦Configurable Valve Actuator, Spring return, AC/DC 24 V, On/Off | 451.00
B210+TFRX24-3 | Characterized Control Valve | Water | Characterized Control Valve (CCV), 1/2", 2-way, Cv 1.2 ¦Configurable Valve Actuator, Spring return, AC/DC 24 V, Floating point | 513.00
B210+TFRX24-3-S | Characterized Control Valve | Water | Characterized Control Valve (CCV), 1/2", 2-way, Cv 1.2 ¦Configurable Valve Actuator, Spring return, AC/DC 24 V, Floating point, 1 x SPDT | 583.00
B210+TFRX24-MFT | Characterized Control Valve | Water | Characterized Control Valve (CCV), 1/2", 2-way, Cv 1.2 ¦Configurable Valve Actuator, Spring return, AC/DC 24 V, 2...10 V, MFT/programmable | 642.00
B210+TFRX24-S | Characterized Control Valve | Water | Characterized Control Valve (CCV), 1/2", 2-way, Cv 1.2 ¦Configurable Valve Actuator, Spring return, AC/DC 24 V, On/Off, 1 x SPDT | 521.00
B210+TFRX24-SR | Characterized Control Valve | Water | Characterized Control Valve (CCV), 1/2", 2-way, Cv 1.2 ¦Configurable Valve Actuator, Spring return, AC/DC 24 V, 2...10 V, modulating | 552.00
B210+TFRX24-SR-S | Characterized Control Valve | Water | Characterized Control Valve (CCV), 1/2", 2-way, Cv 1.2 ¦Configurable Valve Actuator, Spring return, AC/DC 24 V, 2...10 V, 1 x SPDT, modulating | 620.00
B210+TR24-3 US | Characterized Control Valve | Water | Characterized Control Valve (CCV), 1/2", 2-way, Cv 1.2 ¦Valve Actuator, Non fail-safe, AC 24 V, On/Off, Floating point | 286.00
B210+TR24-3/300 US | Characterized Control Valve | Water | Characterized Control Valve (CCV), 1/2", 2-way, Cv 1.2 ¦Valve Actuator, Non fail-safe, AC 24 V, On/Off | 310.00
B210+TR24-3/500 US | Characterized Control Valve | Water | Characterized Control Valve (CCV), 1/2", 2-way, Cv 1.2 ¦Valve Actuator, Non fail-safe, AC 24 V, On/Off | 332.00
B210+TR24-3-T US | Characterized Control Valve | Water | Characterized Control Valve (CCV), 1/2", 2-way, Cv 1.2 ¦Valve Actuator, Non fail-safe, AC 24 V, On/Off, Floating point, terminals | 268.00
B210+TR24-SR US | Characterized Control Valve | Water | Characterized Control Valve (CCV), 1/2", 2-way, Cv 1.2 ¦Valve Actuator, Non fail-safe, AC/DC 24 V, 2...10 V, modulating | 415.00
B210+TR24-SR/300 US | Characterized Control Valve | Water | Characterized Control Valve (CCV), 1/2", 2-way, Cv 1.2 ¦Valve Actuator, Non fail-safe, AC/DC 24 V, 2...10 V, modulating | 434.00
B210+TR24-SR/500 US | Characterized Control Valve | Water | Characterized Control Valve (CCV), 1/2", 2-way, Cv 1.2 ¦Valve Actuator, Non fail-safe, AC/DC 24 V, 2...10 V, modulating | 462.00
B210+TR24-SR-T US | Characterized Control Valve | Water | Characterized Control Valve (CCV), 1/2", 2-way, Cv 1.2 ¦Valve Actuator, Non fail-safe, AC/DC 24 V, 2...10 V, terminals, modulating | 400.00
B2100VB-024+AMB24-3-X1 | Ball Valve - VB | Water | Ball Valve (VB), 1", 2-way, ANSI Class 300, Cv 24 ¦Valve Actuator, Non fail-safe, AC/DC 24 V, On/Off, Floating point | 3131.00
B2100VB-024+AMX24-MFT-X1 | Ball Valve - VB | Water | Ball Valve (VB), 1", 2-way, ANSI Class 300, Cv 24 ¦Configurable Valve Actuator, Non fail-safe, AC/DC 24 V, 2...10 V, MFT/programmable | 3397.00
B2100VB-024+NFB24-X1 | Ball Valve - VB | Water | Ball Valve (VB), 1", 2-way, ANSI Class 300, Cv 24 ¦Valve Actuator, Spring return, AC/DC 24 V, On/Off | 3235.00
B2100VB-024+NFBUP-S-X1 | Ball Valve - VB | Water | Ball Valve (VB), 1", 2-way, ANSI Class 300, Cv 24 ¦Valve Actuator, Spring return, AC 24...240 V / DC 24...125 V, On/Off, 2 x SPDT | 3426.00
B2100VB-024+NFBUP-X1 | Ball Valve - VB | Water | Ball Valve (VB), 1", 2-way, ANSI Class 300, Cv 24 ¦Valve Actuator, Spring return, AC 24...240 V / DC 24...125 V, On/Off | 3310.00
B2100VB-024+NFX24-MFT-S-X1 | Ball Valve - VB | Water | Ball Valve (VB), 1", 2-way, ANSI Class 300, Cv 24 ¦Configurable Valve Actuator, Spring return, AC/DC 24 V, 2...10 V, 2 x SPDT, MFT/programmable | 3630.00
B2100VB-024+NFX24-MFT-X1 | Ball Valve - VB | Water | Ball Valve (VB), 1", 2-way, ANSI Class 300, Cv 24 ¦Configurable Valve Actuator, Spring return, AC/DC 24 V, 2...10 V, MFT/programmable | 3515.00
B2100VB-024+PKRXUP-MFT-T | Ball Valve - VB | Water | Ball Valve (VB), 1", 2-way, ANSI Class 300, Cv 24 ¦Configurable Valve Actuator, Electronic fail-safe, AC 24...240 V / DC 24...125 V, 2...10 V, 2 x SPDT, terminals, BACnet MS/TP Modbus RTU MP-Bus, MFT/programmable | 7400.00
B2100VB-024+PRBUP-3-T | Ball Valve - VB | Water | Ball Valve (VB), 1", 2-way, ANSI Class 300, Cv 24 ¦Valve Actuator, Non fail-safe, AC 24...240 V / DC 24...125 V, On/Off, Floating point, 2 x SPDT, terminals | 5152.00
B2100VB-024+PRXUP-MFT-T | Ball Valve - VB | Water | Ball Valve (VB), 1", 2-way, ANSI Class 300, Cv 24 ¦Configurable Valve Actuator, Non fail-safe, AC 24...240 V / DC 24...125 V, 2...10 V, 2 x SPDT, terminals, BACnet MS/TP Modbus RTU MP-Bus, MFT/programmable | 6724.00
B210B | Characterized Control Valve | Water | Characterized Control Valve (CCV), 1/2", 2-way, Cv 1.2 | 79.00
B210B+LF120 US | Characterized Control Valve | Water | Characterized Control Valve (CCV), 1/2", 2-way, Cv 1.2 ¦Valve Actuator, Spring return, AC 120 V, On/Off | 577.00
B210B+LF120-S US | Characterized Control Valve | Water | Characterized Control Valve (CCV), 1/2", 2-way, Cv 1.2 ¦Valve Actuator, Spring return, AC 120 V, On/Off, 1 x SPDT | 647.00
B210B+LF24 US | Characterized Control Valve | Water | Characterized Control Valve (CCV), 1/2", 2-way, Cv 1.2 ¦Valve Actuator, Spring return, AC/DC 24 V, On/Off | 493.00
B210B+LF24-3 US | Characterized Control Valve | Water | Characterized Control Valve (CCV), 1/2", 2-way, Cv 1.2 ¦Valve Actuator, Spring return, AC/DC 24 V, On/Off, Floating point | 628.00
B210B+LF24-S US | Characterized Control Valve | Water | Characterized Control Valve (CCV), 1/2", 2-way, Cv 1.2 ¦Valve Actuator, Spring return, AC/DC 24 V, On/Off, 1 x SPDT | 563.00
B210B+LF24-SR US | Characterized Control Valve | Water | Characterized Control Valve (CCV), 1/2", 2-way, Cv 1.2 ¦Valve Actuator, Spring return, AC/DC 24 V, 2...10 V, modulating | 645.00
B210B+LF24-SR-S US | Characterized Control Valve | Water | Characterized Control Valve (CCV), 1/2", 2-way, Cv 1.2 ¦Valve Actuator, Spring return, AC/DC 24 V, 2...10 V, 1 x SPDT, modulating | 716.00
B210B+LRB120-3 | Characterized Control Valve | Water | Characterized Control Valve (CCV), 1/2", 2-way, Cv 1.2 ¦Valve Actuator, Non fail-safe, AC 100...240 V, On/Off, Floating point | 351.00
B210B+LRB24-3 | Characterized Control Valve | Water | Characterized Control Valve (CCV), 1/2", 2-way, Cv 1.2 ¦Valve Actuator, Non fail-safe, AC/DC 24 V, On/Off, Floating point | 309.00
B210B+LRB24-3-S | Characterized Control Valve | Water | Characterized Control Valve (CCV), 1/2", 2-way, Cv 1.2 ¦Valve Actuator, Non fail-safe, AC/DC 24 V, On/Off, Floating point, 1 x SPDT | 410.00
B210B+LRB24-3-T | Characterized Control Valve | Water | Characterized Control Valve (CCV), 1/2", 2-way, Cv 1.2 ¦Valve Actuator, Non fail-safe, AC/DC 24 V, On/Off, Floating point, terminals | 290.00
B210B+LRB24-SR | Characterized Control Valve | Water | Characterized Control Valve (CCV), 1/2", 2-way, Cv 1.2 ¦Valve Actuator, Non fail-safe, AC/DC 24 V, 2...10 V, modulating | 457.00
B210B+LRB24-SR-T | Characterized Control Valve | Water | Characterized Control Valve (CCV), 1/2", 2-way, Cv 1.2 ¦Valve Actuator, Non fail-safe, AC/DC 24 V, 2...10 V, terminals, modulating | 442.00
B210B+TFRB120 | Characterized Control Valve | Water | Characterized Control Valve (CCV), 1/2", 2-way, Cv 1.2 ¦Valve Actuator, Spring return, AC 100...240 V, On/Off | 490.00
B210B+TFRB120-S | Characterized Control Valve | Water | Characterized Control Valve (CCV), 1/2", 2-way, Cv 1.2 ¦Valve Actuator, Spring return, AC 100...240 V, On/Off, 1 x SPDT | 560.00
B210B+TFRB24 | Characterized Control Valve | Water | Characterized Control Valve (CCV), 1/2", 2-way, Cv 1.2 ¦Valve Actuator, Spring return, AC/DC 24 V, On/Off | 435.00
B210B+TFRB24-3 | Characterized Control Valve | Water | Characterized Control Valve (CCV), 1/2", 2-way, Cv 1.2 ¦Valve Actuator, Spring return, AC/DC 24 V, Floating point | 496.00
B210B+TFRB24-3-S | Characterized Control Valve | Water | Characterized Control Valve (CCV), 1/2", 2-way, Cv 1.2 ¦Valve Actuator, Spring return, AC/DC 24 V, Floating point, 1 x SPDT | 567.00
B210B+TFRB24-S | Characterized Control Valve | Water | Characterized Control Valve (CCV), 1/2", 2-way, Cv 1.2 ¦Valve Actuator, Spring return, AC/DC 24 V, On/Off, 1 x SPDT | 504.00
B210B+TFRB24-SR | Characterized Control Valve | Water | Characterized Control Valve (CCV), 1/2", 2-way, Cv 1.2 ¦Valve Actuator, Spring return, AC/DC 24 V, 2...10 V, modulating | 533.00
B210B+TFRB24-SR-S | Characterized Control Valve | Water | Characterized Control Valve (CCV), 1/2", 2-way, Cv 1.2 ¦Valve Actuator, Spring return, AC/DC 24 V, 2...10 V, 1 x SPDT, modulating | 603.00
B210B+TR24-3 US | Characterized Control Valve | Water | Characterized Control Valve (CCV), 1/2", 2-way, Cv 1.2 ¦Valve Actuator, Non fail-safe, AC 24 V, On/Off, Floating point | 240.00
B210B+TR24-3/300 US | Characterized Control Valve | Water | Characterized Control Valve (CCV), 1/2", 2-way, Cv 1.2 ¦Valve Actuator, Non fail-safe, AC 24 V, On/Off | 258.00
B210B+TR24-3/500 US | Characterized Control Valve | Water | Characterized Control Valve (CCV), 1/2", 2-way, Cv 1.2 ¦Valve Actuator, Non fail-safe, AC 24 V, On/Off | 290.00
B210B+TR24-3-T US | Characterized Control Valve | Water | Characterized Control Valve (CCV), 1/2", 2-way, Cv 1.2 ¦Valve Actuator, Non fail-safe, AC 24 V, On/Off, Floating point, terminals | 227.00
B210B+TR24-SR US | Characterized Control Valve | Water | Characterized Control Valve (CCV), 1/2", 2-way, Cv 1.2 ¦Valve Actuator, Non fail-safe, AC/DC 24 V, 2...10 V, modulating | 350.00
B210B+TR24-SR/300 US | Characterized Control Valve | Water | Characterized Control Valve (CCV), 1/2", 2-way, Cv 1.2 ¦Valve Actuator, Non fail-safe, AC/DC 24 V, 2...10 V, modulating | 372.00
B210B+TR24-SR/500 US | Characterized Control Valve | Water | Characterized Control Valve (CCV), 1/2", 2-way, Cv 1.2 ¦Valve Actuator, Non fail-safe, AC/DC 24 V, 2...10 V, modulating | 405.00
B210B+TR24-SR-T US | Characterized Control Valve | Water | Characterized Control Valve (CCV), 1/2", 2-way, Cv 1.2 ¦Valve Actuator, Non fail-safe, AC/DC 24 V, 2...10 V, terminals, modulating | 332.00
B211 | Characterized Control Valve | Water | Characterized Control Valve (CCV), 1/2", 2-way, Cv 1.9 | 114.00
B211+LF120 US | Characterized Control Valve | Water | Characterized Control Valve (CCV), 1/2", 2-way, Cv 1.9 ¦Valve Actuator, Spring return, AC 120 V, On/Off | 602.00
B211+LF120-S US | Characterized Control Valve | Water | Characterized Control Valve (CCV), 1/2", 2-way, Cv 1.9 ¦Valve Actuator, Spring return, AC 120 V, On/Off, 1 x SPDT | 672.00
B211+LF24 US | Characterized Control Valve | Water | Characterized Control Valve (CCV), 1/2", 2-way, Cv 1.9 ¦Valve Actuator, Spring return, AC/DC 24 V, On/Off | 519.00
B211+LF24-3 US | Characterized Control Valve | Water | Characterized Control Valve (CCV), 1/2", 2-way, Cv 1.9 ¦Valve Actuator, Spring return, AC/DC 24 V, On/Off, Floating point | 651.00
B211+LF24-MFT US | Characterized Control Valve | Water | Characterized Control Valve (CCV), 1/2", 2-way, Cv 1.9 ¦Configurable Valve Actuator, Spring return, AC/DC 24 V, 2...10 V, MFT/programmable | 778.00
B211+LF24-MFT-S US | Characterized Control Valve | Water | Characterized Control Valve (CCV), 1/2", 2-way, Cv 1.9 ¦Configurable Valve Actuator, Spring return, AC/DC 24 V, 2...10 V, 1 x SPDT, MFT/programmable | 849.00
B211+LF24-S US | Characterized Control Valve | Water | Characterized Control Valve (CCV), 1/2", 2-way, Cv 1.9 ¦Valve Actuator, Spring return, AC/DC 24 V, On/Off, 1 x SPDT | 589.00
B211+LF24-SR US | Characterized Control Valve | Water | Characterized Control Valve (CCV), 1/2", 2-way, Cv 1.9 ¦Valve Actuator, Spring return, AC/DC 24 V, 2...10 V, modulating | 671.00
B211+LF24-SR-S US | Characterized Control Valve | Water | Characterized Control Valve (CCV), 1/2", 2-way, Cv 1.9 ¦Valve Actuator, Spring return, AC/DC 24 V, 2...10 V, 1 x SPDT, modulating | 739.00
B211+LRB120-3 | Characterized Control Valve | Water | Characterized Control Valve (CCV), 1/2", 2-way, Cv 1.9 ¦Valve Actuator, Non fail-safe, AC 100...240 V, On/Off, Floating point | 370.00
B211+LRB24-3 | Characterized Control Valve | Water | Characterized Control Valve (CCV), 1/2", 2-way, Cv 1.9 ¦Valve Actuator, Non fail-safe, AC/DC 24 V, On/Off, Floating point | 332.00
B211+LRB24-3-S | Characterized Control Valve | Water | Characterized Control Valve (CCV), 1/2", 2-way, Cv 1.9 ¦Valve Actuator, Non fail-safe, AC/DC 24 V, On/Off, Floating point, 1 x SPDT | 435.00
B211+LRB24-3-T | Characterized Control Valve | Water | Characterized Control Valve (CCV), 1/2", 2-way, Cv 1.9 ¦Valve Actuator, Non fail-safe, AC/DC 24 V, On/Off, Floating point, terminals | 315.00
B211+LRB24-MFT | Characterized Control Valve | Water | Characterized Control Valve (CCV), 1/2", 2-way, Cv 1.9 ¦Valve Actuator, Non fail-safe, AC/DC 24 V, 2...10 V, MFT/programmable | 608.00
B211+LRB24-SR | Characterized Control Valve | Water | Characterized Control Valve (CCV), 1/2", 2-way, Cv 1.9 ¦Valve Actuator, Non fail-safe, AC/DC 24 V, 2...10 V, modulating | 462.00
B211+LRB24-SR-T | Characterized Control Valve | Water | Characterized Control Valve (CCV), 1/2", 2-way, Cv 1.9 ¦Valve Actuator, Non fail-safe, AC/DC 24 V, 2...10 V, terminals, modulating | 445.00
B211+LRCB24-3 | Characterized Control Valve | Water | Characterized Control Valve (CCV), 1/2", 2-way, Cv 1.9 ¦Valve Actuator, Non fail-safe, AC/DC 24 V, On/Off, Floating point | 365.00
B211+LRQX24-1 | Characterized Control Valve | Water | Characterized Control Valve (CCV), 1/2", 2-way, Cv 1.9 ¦Configurable Valve Actuator, Non fail-safe, AC/DC 24 V, On/Off | 746.00
B211+LRQX24-MFT | Characterized Control Valve | Water | Characterized Control Valve (CCV), 1/2", 2-way, Cv 1.9 ¦Configurable Valve Actuator, Non fail-safe, AC/DC 24 V, 2...10 V, MFT/programmable | 799.00
B211+LRX120-3 | Characterized Control Valve | Water | Characterized Control Valve (CCV), 1/2", 2-way, Cv 1.9 ¦Configurable Valve Actuator, Non fail-safe, AC 100...240 V, On/Off, Floating point | 370.00
B211+LRX120-SR | Characterized Control Valve | Water | Characterized Control Valve (CCV), 1/2", 2-way, Cv 1.9 ¦Configurable Valve Actuator, Non fail-safe, AC 100...240 V, 2...10 V, modulating | 504.00
B211+LRX24-3 | Characterized Control Valve | Water | Characterized Control Valve (CCV), 1/2", 2-way, Cv 1.9 ¦Configurable Valve Actuator, Non fail-safe, AC/DC 24 V, On/Off, Floating point | 332.00
B211+LRX24-3-S | Characterized Control Valve | Water | Characterized Control Valve (CCV), 1/2", 2-way, Cv 1.9 ¦Configurable Valve Actuator, Non fail-safe, AC/DC 24 V, On/Off, Floating point, 1 x SPDT | 435.00
B211+LRX24-3-T | Characterized Control Valve | Water | Characterized Control Valve (CCV), 1/2", 2-way, Cv 1.9 ¦Configurable Valve Actuator, Non fail-safe, AC/DC 24 V, On/Off, Floating point, terminals | 315.00
B211+LRX24-MFT | Characterized Control Valve | Water | Characterized Control Valve (CCV), 1/2", 2-way, Cv 1.9 ¦Configurable Valve Actuator, Non fail-safe, AC/DC 24 V, 2...10 V, MFT/programmable | 608.00
B211+LRX24-MFT95 | Characterized Control Valve | Water | Characterized Control Valve (CCV), 1/2", 2-way, Cv 1.9 ¦Configurable Valve Actuator, Non fail-safe, AC/DC 24 V, 0...135 Ω, MFT/programmable | 733.00
B211+LRX24-PC | Characterized Control Valve | Water | Characterized Control Valve (CCV), 1/2", 2-way, Cv 1.9 ¦Configurable Valve Actuator, Non fail-safe, AC/DC 24 V, 0...20 V PhC, modulating | 733.00
B211+LRX24-SR | Characterized Control Valve | Water | Characterized Control Valve (CCV), 1/2", 2-way, Cv 1.9 ¦Configurable Valve Actuator, Non fail-safe, AC/DC 24 V, 2...10 V, modulating | 462.00
B211+LRX24-SR-T | Characterized Control Valve | Water | Characterized Control Valve (CCV), 1/2", 2-way, Cv 1.9 ¦Configurable Valve Actuator, Non fail-safe, AC/DC 24 V, 2...10 V, terminals, modulating | 445.00
B211+NRX24-3-T N4 | Characterized Control Valve | Water | Characterized Control Valve (CCV), 1/2", 2-way, Cv 1.9 ¦Configurable Valve Actuator, Non fail-safe, AC/DC 24 V, On/Off, Floating point, NEMA 4X, terminals | 692.00
B211+NRX24-MFT-T N4 | Characterized Control Valve | Water | Characterized Control Valve (CCV), 1/2", 2-way, Cv 1.9 ¦Configurable Valve Actuator, Non fail-safe, AC/DC 24 V, 2...10 V, NEMA 4X, terminals | 964.00
B211+NRX24-SR-T N4 | Characterized Control Valve | Water | Characterized Control Valve (CCV), 1/2", 2-way, Cv 1.9 ¦Configurable Valve Actuator, Non fail-safe, AC/DC 24 V, 2...10 V, NEMA 4X, terminals | 810.00
B211+TFRB120 | Characterized Control Valve | Water | Characterized Control Valve (CCV), 1/2", 2-way, Cv 1.9 ¦Valve Actuator, Spring return, AC 100...240 V, On/Off | 508.00
B211+TFRB120-S | Characterized Control Valve | Water | Characterized Control Valve (CCV), 1/2", 2-way, Cv 1.9 ¦Valve Actuator, Spring return, AC 100...240 V, On/Off, 1 x SPDT | 576.00
B211+TFRB24 | Characterized Control Valve | Water | Characterized Control Valve (CCV), 1/2", 2-way, Cv 1.9 ¦Valve Actuator, Spring return, AC/DC 24 V, On/Off | 451.00
B211+TFRB24-3 | Characterized Control Valve | Water | Characterized Control Valve (CCV), 1/2", 2-way, Cv 1.9 ¦Valve Actuator, Spring return, AC/DC 24 V, Floating point | 513.00
B211+TFRB24-3-S | Characterized Control Valve | Water | Characterized Control Valve (CCV), 1/2", 2-way, Cv 1.9 ¦Valve Actuator, Spring return, AC/DC 24 V, Floating point, 1 x SPDT | 583.00
B211+TFRB24-S | Characterized Control Valve | Water | Characterized Control Valve (CCV), 1/2", 2-way, Cv 1.9 ¦Valve Actuator, Spring return, AC/DC 24 V, On/Off, 1 x SPDT | 521.00
B211+TFRB24-SR | Characterized Control Valve | Water | Characterized Control Valve (CCV), 1/2", 2-way, Cv 1.9 ¦Valve Actuator, Spring return, AC/DC 24 V, 2...10 V, modulating | 552.00
B211+TFRB24-SR-S | Characterized Control Valve | Water | Characterized Control Valve (CCV), 1/2", 2-way, Cv 1.9 ¦Valve Actuator, Spring return, AC/DC 24 V, 2...10 V, 1 x SPDT, modulating | 620.00
B211+TFRX120 | Characterized Control Valve | Water | Characterized Control Valve (CCV), 1/2", 2-way, Cv 1.9 ¦Configurable Valve Actuator, Spring return, AC 100...240 V, On/Off | 508.00
B211+TFRX120-S | Characterized Control Valve | Water | Characterized Control Valve (CCV), 1/2", 2-way, Cv 1.9 ¦Configurable Valve Actuator, Spring return, AC 100...240 V, On/Off, 1 x SPDT | 576.00
B211+TFRX24 | Characterized Control Valve | Water | Characterized Control Valve (CCV), 1/2", 2-way, Cv 1.9 ¦Configurable Valve Actuator, Spring return, AC/DC 24 V, On/Off | 451.00
B211+TFRX24-3 | Characterized Control Valve | Water | Characterized Control Valve (CCV), 1/2", 2-way, Cv 1.9 ¦Configurable Valve Actuator, Spring return, AC/DC 24 V, Floating point | 513.00
B211+TFRX24-3-S | Characterized Control Valve | Water | Characterized Control Valve (CCV), 1/2", 2-way, Cv 1.9 ¦Configurable Valve Actuator, Spring return, AC/DC 24 V, Floating point, 1 x SPDT | 583.00
B211+TFRX24-MFT | Characterized Control Valve | Water | Characterized Control Valve (CCV), 1/2", 2-way, Cv 1.9 ¦Configurable Valve Actuator, Spring return, AC/DC 24 V, 2...10 V, MFT/programmable | 642.00
B211+TFRX24-S | Characterized Control Valve | Water | Characterized Control Valve (CCV), 1/2", 2-way, Cv 1.9 ¦Configurable Valve Actuator, Spring return, AC/DC 24 V, On/Off, 1 x SPDT | 521.00
B211+TFRX24-SR | Characterized Control Valve | Water | Characterized Control Valve (CCV), 1/2", 2-way, Cv 1.9 ¦Configurable Valve Actuator, Spring return, AC/DC 24 V, 2...10 V, modulating | 552.00
B211+TFRX24-SR-S | Characterized Control Valve | Water | Characterized Control Valve (CCV), 1/2", 2-way, Cv 1.9 ¦Configurable Valve Actuator, Spring return, AC/DC 24 V, 2...10 V, 1 x SPDT, modulating | 620.00
B211+TR24-3 US | Characterized Control Valve | Water | Characterized Control Valve (CCV), 1/2", 2-way, Cv 1.9 ¦Valve Actuator, Non fail-safe, AC 24 V, On/Off, Floating point | 286.00
B211+TR24-3/300 US | Characterized Control Valve | Water | Characterized Control Valve (CCV), 1/2", 2-way, Cv 1.9 ¦Valve Actuator, Non fail-safe, AC 24 V, On/Off | 310.00
B211+TR24-3/500 US | Characterized Control Valve | Water | Characterized Control Valve (CCV), 1/2", 2-way, Cv 1.9 ¦Valve Actuator, Non fail-safe, AC 24 V, On/Off | 332.00
B211+TR24-3-T US | Characterized Control Valve | Water | Characterized Control Valve (CCV), 1/2", 2-way, Cv 1.9 ¦Valve Actuator, Non fail-safe, AC 24 V, On/Off, Floating point, terminals | 268.00
B211+TR24-SR US | Characterized Control Valve | Water | Characterized Control Valve (CCV), 1/2", 2-way, Cv 1.9 ¦Valve Actuator, Non fail-safe, AC/DC 24 V, 2...10 V, modulating | 415.00
B211+TR24-SR/300 US | Characterized Control Valve | Water | Characterized Control Valve (CCV), 1/2", 2-way, Cv 1.9 ¦Valve Actuator, Non fail-safe, AC/DC 24 V, 2...10 V, modulating | 434.00
B211+TR24-SR/500 US | Characterized Control Valve | Water | Characterized Control Valve (CCV), 1/2", 2-way, Cv 1.9 ¦Valve Actuator, Non fail-safe, AC/DC 24 V, 2...10 V, modulating | 462.00
B211+TR24-SR-T US | Characterized Control Valve | Water | Characterized Control Valve (CCV), 1/2", 2-way, Cv 1.9 ¦Valve Actuator, Non fail-safe, AC/DC 24 V, 2...10 V, terminals, modulating | 400.00
B211B | Characterized Control Valve | Water | Characterized Control Valve (CCV), 1/2", 2-way, Cv 1.9 | 79.00
B211B+LF120 US | Characterized Control Valve | Water | Characterized Control Valve (CCV), 1/2", 2-way, Cv 1.9 ¦Valve Actuator, Spring return, AC 120 V, On/Off | 570.00
B211B+LF120-S US | Characterized Control Valve | Water | Characterized Control Valve (CCV), 1/2", 2-way, Cv 1.9 ¦Valve Actuator, Spring return, AC 120 V, On/Off, 1 x SPDT | 640.00
B211B+LF24 US | Characterized Control Valve | Water | Characterized Control Valve (CCV), 1/2", 2-way, Cv 1.9 ¦Valve Actuator, Spring return, AC/DC 24 V, On/Off | 493.00
B211B+LF24-3 US | Characterized Control Valve | Water | Characterized Control Valve (CCV), 1/2", 2-way, Cv 1.9 ¦Valve Actuator, Spring return, AC/DC 24 V, On/Off, Floating point | 628.00
B211B+LF24-S US | Characterized Control Valve | Water | Characterized Control Valve (CCV), 1/2", 2-way, Cv 1.9 ¦Valve Actuator, Spring return, AC/DC 24 V, On/Off, 1 x SPDT | 563.00
B211B+LF24-SR US | Characterized Control Valve | Water | Characterized Control Valve (CCV), 1/2", 2-way, Cv 1.9 ¦Valve Actuator, Spring return, AC/DC 24 V, 2...10 V, modulating | 645.00
B211B+LF24-SR-S US | Characterized Control Valve | Water | Characterized Control Valve (CCV), 1/2", 2-way, Cv 1.9 ¦Valve Actuator, Spring return, AC/DC 24 V, 2...10 V, 1 x SPDT, modulating | 716.00
B211B+LRB120-3 | Characterized Control Valve | Water | Characterized Control Valve (CCV), 1/2", 2-way, Cv 1.9 ¦Valve Actuator, Non fail-safe, AC 100...240 V, On/Off, Floating point | 351.00
B211B+LRB24-3 | Characterized Control Valve | Water | Characterized Control Valve (CCV), 1/2", 2-way, Cv 1.9 ¦Valve Actuator, Non fail-safe, AC/DC 24 V, On/Off, Floating point | 309.00
B211B+LRB24-3-S | Characterized Control Valve | Water | Characterized Control Valve (CCV), 1/2", 2-way, Cv 1.9 ¦Valve Actuator, Non fail-safe, AC/DC 24 V, On/Off, Floating point, 1 x SPDT | 410.00
B211B+LRB24-3-T | Characterized Control Valve | Water | Characterized Control Valve (CCV), 1/2", 2-way, Cv 1.9 ¦Valve Actuator, Non fail-safe, AC/DC 24 V, On/Off, Floating point, terminals | 290.00
B211B+LRB24-SR | Characterized Control Valve | Water | Characterized Control Valve (CCV), 1/2", 2-way, Cv 1.9 ¦Valve Actuator, Non fail-safe, AC/DC 24 V, 2...10 V, modulating | 457.00
B211B+LRB24-SR-T | Characterized Control Valve | Water | Characterized Control Valve (CCV), 1/2", 2-way, Cv 1.9 ¦Valve Actuator, Non fail-safe, AC/DC 24 V, 2...10 V, terminals, modulating | 442.00
B211B+TFRB120 | Characterized Control Valve | Water | Characterized Control Valve (CCV), 1/2", 2-way, Cv 1.9 ¦Valve Actuator, Spring return, AC 100...240 V, On/Off | 490.00
B211B+TFRB120-S | Characterized Control Valve | Water | Characterized Control Valve (CCV), 1/2", 2-way, Cv 1.9 ¦Valve Actuator, Spring return, AC 100...240 V, On/Off, 1 x SPDT | 560.00
B211B+TFRB24 | Characterized Control Valve | Water | Characterized Control Valve (CCV), 1/2", 2-way, Cv 1.9 ¦Valve Actuator, Spring return, AC/DC 24 V, On/Off | 435.00
B211B+TFRB24-3 | Characterized Control Valve | Water | Characterized Control Valve (CCV), 1/2", 2-way, Cv 1.9 ¦Valve Actuator, Spring return, AC/DC 24 V, Floating point | 496.00
B211B+TFRB24-3-S | Characterized Control Valve | Water | Characterized Control Valve (CCV), 1/2", 2-way, Cv 1.9 ¦Valve Actuator, Spring return, AC/DC 24 V, Floating point, 1 x SPDT | 567.00
B211B+TFRB24-S | Characterized Control Valve | Water | Characterized Control Valve (CCV), 1/2", 2-way, Cv 1.9 ¦Valve Actuator, Spring return, AC/DC 24 V, On/Off, 1 x SPDT | 504.00
B211B+TFRB24-SR | Characterized Control Valve | Water | Characterized Control Valve (CCV), 1/2", 2-way, Cv 1.9 ¦Valve Actuator, Spring return, AC/DC 24 V, 2...10 V, modulating | 533.00
B211B+TFRB24-SR-S | Characterized Control Valve | Water | Characterized Control Valve (CCV), 1/2", 2-way, Cv 1.9 ¦Valve Actuator, Spring return, AC/DC 24 V, 2...10 V, 1 x SPDT, modulating | 603.00
B211B+TR24-3 US | Characterized Control Valve | Water | Characterized Control Valve (CCV), 1/2", 2-way, Cv 1.9 ¦Valve Actuator, Non fail-safe, AC 24 V, On/Off, Floating point | 240.00
B211B+TR24-3/300 US | Characterized Control Valve | Water | Characterized Control Valve (CCV), 1/2", 2-way, Cv 1.9 ¦Valve Actuator, Non fail-safe, AC 24 V, On/Off | 258.00
B211B+TR24-3/500 US | Characterized Control Valve | Water | Characterized Control Valve (CCV), 1/2", 2-way, Cv 1.9 ¦Valve Actuator, Non fail-safe, AC 24 V, On/Off | 290.00
B211B+TR24-3-T US | Characterized Control Valve | Water | Characterized Control Valve (CCV), 1/2", 2-way, Cv 1.9 ¦Valve Actuator, Non fail-safe, AC 24 V, On/Off, Floating point, terminals | 227.00
B211B+TR24-SR US | Characterized Control Valve | Water | Characterized Control Valve (CCV), 1/2", 2-way, Cv 1.9 ¦Valve Actuator, Non fail-safe, AC/DC 24 V, 2...10 V, modulating | 350.00
B211B+TR24-SR/300 US | Characterized Control Valve | Water | Characterized Control Valve (CCV), 1/2", 2-way, Cv 1.9 ¦Valve Actuator, Non fail-safe, AC/DC 24 V, 2...10 V, modulating | 372.00
B211B+TR24-SR/500 US | Characterized Control Valve | Water | Characterized Control Valve (CCV), 1/2", 2-way, Cv 1.9 ¦Valve Actuator, Non fail-safe, AC/DC 24 V, 2...10 V, modulating | 405.00
B211B+TR24-SR-T US | Characterized Control Valve | Water | Characterized Control Valve (CCV), 1/2", 2-way, Cv 1.9 ¦Valve Actuator, Non fail-safe, AC/DC 24 V, 2...10 V, terminals, modulating | 332.00
B212 | Characterized Control Valve | Water | Characterized Control Valve (CCV), 1/2", 2-way, Cv 3 | 118.00
B212+LF120 US | Characterized Control Valve | Water | Characterized Control Valve (CCV), 1/2", 2-way, Cv 3 ¦Valve Actuator, Spring return, AC 120 V, On/Off | 567.00
B212+LF120-S US | Characterized Control Valve | Water | Characterized Control Valve (CCV), 1/2", 2-way, Cv 3 ¦Valve Actuator, Spring return, AC 120 V, On/Off, 1 x SPDT | 637.00
B212+LF24 US | Characterized Control Valve | Water | Characterized Control Valve (CCV), 1/2", 2-way, Cv 3 ¦Valve Actuator, Spring return, AC/DC 24 V, On/Off | 525.00
B212+LF24-3 US | Characterized Control Valve | Water | Characterized Control Valve (CCV), 1/2", 2-way, Cv 3 ¦Valve Actuator, Spring return, AC/DC 24 V, On/Off, Floating point | 657.00
B212+LF24-MFT US | Characterized Control Valve | Water | Characterized Control Valve (CCV), 1/2", 2-way, Cv 3 ¦Configurable Valve Actuator, Spring return, AC/DC 24 V, 2...10 V, MFT/programmable | 786.00
B212+LF24-MFT-S US | Characterized Control Valve | Water | Characterized Control Valve (CCV), 1/2", 2-way, Cv 3 ¦Configurable Valve Actuator, Spring return, AC/DC 24 V, 2...10 V, 1 x SPDT, MFT/programmable | 855.00
B212+LF24-S US | Characterized Control Valve | Water | Characterized Control Valve (CCV), 1/2", 2-way, Cv 3 ¦Valve Actuator, Spring return, AC/DC 24 V, On/Off, 1 x SPDT | 595.00
B212+LF24-SR US | Characterized Control Valve | Water | Characterized Control Valve (CCV), 1/2", 2-way, Cv 3 ¦Valve Actuator, Spring return, AC/DC 24 V, 2...10 V, modulating | 677.00
B212+LF24-SR-S US | Characterized Control Valve | Water | Characterized Control Valve (CCV), 1/2", 2-way, Cv 3 ¦Valve Actuator, Spring return, AC/DC 24 V, 2...10 V, 1 x SPDT, modulating | 746.00
B212+LRB120-3 | Characterized Control Valve | Water | Characterized Control Valve (CCV), 1/2", 2-way, Cv 3 ¦Valve Actuator, Non fail-safe, AC 100...240 V, On/Off, Floating point | 361.00
B212+LRB24-3 | Characterized Control Valve | Water | Characterized Control Valve (CCV), 1/2", 2-way, Cv 3 ¦Valve Actuator, Non fail-safe, AC/DC 24 V, On/Off, Floating point | 334.00
B212+LRB24-3-S | Characterized Control Valve | Water | Characterized Control Valve (CCV), 1/2", 2-way, Cv 3 ¦Valve Actuator, Non fail-safe, AC/DC 24 V, On/Off, Floating point, 1 x SPDT | 437.00
B212+LRB24-3-T | Characterized Control Valve | Water | Characterized Control Valve (CCV), 1/2", 2-way, Cv 3 ¦Valve Actuator, Non fail-safe, AC/DC 24 V, On/Off, Floating point, terminals | 318.00
B212+LRB24-MFT | Characterized Control Valve | Water | Characterized Control Valve (CCV), 1/2", 2-way, Cv 3 ¦Valve Actuator, Non fail-safe, AC/DC 24 V, 2...10 V, MFT/programmable | 610.00
B212+LRB24-SR | Characterized Control Valve | Water | Characterized Control Valve (CCV), 1/2", 2-way, Cv 3 ¦Valve Actuator, Non fail-safe, AC/DC 24 V, 2...10 V, modulating | 466.00
B212+LRB24-SR-T | Characterized Control Valve | Water | Characterized Control Valve (CCV), 1/2", 2-way, Cv 3 ¦Valve Actuator, Non fail-safe, AC/DC 24 V, 2...10 V, terminals, modulating | 448.00
B212+LRCB24-3 | Characterized Control Valve | Water | Characterized Control Valve (CCV), 1/2", 2-way, Cv 3 ¦Valve Actuator, Non fail-safe, AC/DC 24 V, On/Off, Floating point | 367.00
B212+LRQX24-1 | Characterized Control Valve | Water | Characterized Control Valve (CCV), 1/2", 2-way, Cv 3 ¦Configurable Valve Actuator, Non fail-safe, AC/DC 24 V, On/Off | 753.00
B212+LRQX24-MFT | Characterized Control Valve | Water | Characterized Control Valve (CCV), 1/2", 2-way, Cv 3 ¦Configurable Valve Actuator, Non fail-safe, AC/DC 24 V, 2...10 V, MFT/programmable | 805.00
B212+LRX120-3 | Characterized Control Valve | Water | Characterized Control Valve (CCV), 1/2", 2-way, Cv 3 ¦Configurable Valve Actuator, Non fail-safe, AC 100...240 V, On/Off, Floating point | 361.00
B212+LRX120-SR | Characterized Control Valve | Water | Characterized Control Valve (CCV), 1/2", 2-way, Cv 3 ¦Configurable Valve Actuator, Non fail-safe, AC 100...240 V, 2...10 V, modulating | 507.00
B212+LRX24-3 | Characterized Control Valve | Water | Characterized Control Valve (CCV), 1/2", 2-way, Cv 3 ¦Configurable Valve Actuator, Non fail-safe, AC/DC 24 V, On/Off, Floating point | 334.00
B212+LRX24-3-S | Characterized Control Valve | Water | Characterized Control Valve (CCV), 1/2", 2-way, Cv 3 ¦Configurable Valve Actuator, Non fail-safe, AC/DC 24 V, On/Off, Floating point, 1 x SPDT | 437.00
B212+LRX24-3-T | Characterized Control Valve | Water | Characterized Control Valve (CCV), 1/2", 2-way, Cv 3 ¦Configurable Valve Actuator, Non fail-safe, AC/DC 24 V, On/Off, Floating point, terminals | 318.00
B212+LRX24-MFT | Characterized Control Valve | Water | Characterized Control Valve (CCV), 1/2", 2-way, Cv 3 ¦Configurable Valve Actuator, Non fail-safe, AC/DC 24 V, 2...10 V, MFT/programmable | 610.00
B212+LRX24-MFT95 | Characterized Control Valve | Water | Characterized Control Valve (CCV), 1/2", 2-way, Cv 3 ¦Configurable Valve Actuator, Non fail-safe, AC/DC 24 V, 0...135 Ω, MFT/programmable | 738.00
B212+LRX24-PC | Characterized Control Valve | Water | Characterized Control Valve (CCV), 1/2", 2-way, Cv 3 ¦Configurable Valve Actuator, Non fail-safe, AC/DC 24 V, 0...20 V PhC, modulating | 738.00
B212+LRX24-SR | Characterized Control Valve | Water | Characterized Control Valve (CCV), 1/2", 2-way, Cv 3 ¦Configurable Valve Actuator, Non fail-safe, AC/DC 24 V, 2...10 V, modulating | 466.00
B212+LRX24-SR-T | Characterized Control Valve | Water | Characterized Control Valve (CCV), 1/2", 2-way, Cv 3 ¦Configurable Valve Actuator, Non fail-safe, AC/DC 24 V, 2...10 V, terminals, modulating | 448.00
B212+NRX24-3-T N4 | Characterized Control Valve | Water | Characterized Control Valve (CCV), 1/2", 2-way, Cv 3 ¦Configurable Valve Actuator, Non fail-safe, AC/DC 24 V, On/Off, Floating point, NEMA 4X, terminals | 692.00
B212+NRX24-MFT-T N4 | Characterized Control Valve | Water | Characterized Control Valve (CCV), 1/2", 2-way, Cv 3 ¦Configurable Valve Actuator, Non fail-safe, AC/DC 24 V, 2...10 V, NEMA 4X, terminals | 964.00
B212+NRX24-SR-T N4 | Characterized Control Valve | Water | Characterized Control Valve (CCV), 1/2", 2-way, Cv 3 ¦Configurable Valve Actuator, Non fail-safe, AC/DC 24 V, 2...10 V, NEMA 4X, terminals | 810.00
B212+TFRB120 | Characterized Control Valve | Water | Characterized Control Valve (CCV), 1/2", 2-way, Cv 3 ¦Valve Actuator, Spring return, AC 100...240 V, On/Off | 490.00
B212+TFRB120-S | Characterized Control Valve | Water | Characterized Control Valve (CCV), 1/2", 2-way, Cv 3 ¦Valve Actuator, Spring return, AC 100...240 V, On/Off, 1 x SPDT | 560.00
B212+TFRB24 | Characterized Control Valve | Water | Characterized Control Valve (CCV), 1/2", 2-way, Cv 3 ¦Valve Actuator, Spring return, AC/DC 24 V, On/Off | 459.00
B212+TFRB24-3 | Characterized Control Valve | Water | Characterized Control Valve (CCV), 1/2", 2-way, Cv 3 ¦Valve Actuator, Spring return, AC/DC 24 V, Floating point | 522.00
B212+TFRB24-3-S | Characterized Control Valve | Water | Characterized Control Valve (CCV), 1/2", 2-way, Cv 3 ¦Valve Actuator, Spring return, AC/DC 24 V, Floating point, 1 x SPDT | 592.00
B212+TFRB24-S | Characterized Control Valve | Water | Characterized Control Valve (CCV), 1/2", 2-way, Cv 3 ¦Valve Actuator, Spring return, AC/DC 24 V, On/Off, 1 x SPDT | 529.00
B212+TFRB24-SR | Characterized Control Valve | Water | Characterized Control Valve (CCV), 1/2", 2-way, Cv 3 ¦Valve Actuator, Spring return, AC/DC 24 V, 2...10 V, modulating | 560.00
B212+TFRB24-SR-S | Characterized Control Valve | Water | Characterized Control Valve (CCV), 1/2", 2-way, Cv 3 ¦Valve Actuator, Spring return, AC/DC 24 V, 2...10 V, 1 x SPDT, modulating | 630.00
B212+TFRX120 | Characterized Control Valve | Water | Characterized Control Valve (CCV), 1/2", 2-way, Cv 3 ¦Configurable Valve Actuator, Spring return, AC 100...240 V, On/Off | 490.00
B212+TFRX120-S | Characterized Control Valve | Water | Characterized Control Valve (CCV), 1/2", 2-way, Cv 3 ¦Configurable Valve Actuator, Spring return, AC 100...240 V, On/Off, 1 x SPDT | 560.00
B212+TFRX24 | Characterized Control Valve | Water | Characterized Control Valve (CCV), 1/2", 2-way, Cv 3 ¦Configurable Valve Actuator, Spring return, AC/DC 24 V, On/Off | 459.00
B212+TFRX24-3 | Characterized Control Valve | Water | Characterized Control Valve (CCV), 1/2", 2-way, Cv 3 ¦Configurable Valve Actuator, Spring return, AC/DC 24 V, Floating point | 522.00
B212+TFRX24-3-S | Characterized Control Valve | Water | Characterized Control Valve (CCV), 1/2", 2-way, Cv 3 ¦Configurable Valve Actuator, Spring return, AC/DC 24 V, Floating point, 1 x SPDT | 592.00
B212+TFRX24-MFT | Characterized Control Valve | Water | Characterized Control Valve (CCV), 1/2", 2-way, Cv 3 ¦Configurable Valve Actuator, Spring return, AC/DC 24 V, 2...10 V, MFT/programmable | 651.00
B212+TFRX24-S | Characterized Control Valve | Water | Characterized Control Valve (CCV), 1/2", 2-way, Cv 3 ¦Configurable Valve Actuator, Spring return, AC/DC 24 V, On/Off, 1 x SPDT | 529.00
B212+TFRX24-SR | Characterized Control Valve | Water | Characterized Control Valve (CCV), 1/2", 2-way, Cv 3 ¦Configurable Valve Actuator, Spring return, AC/DC 24 V, 2...10 V, modulating | 560.00
B212+TFRX24-SR-S | Characterized Control Valve | Water | Characterized Control Valve (CCV), 1/2", 2-way, Cv 3 ¦Configurable Valve Actuator, Spring return, AC/DC 24 V, 2...10 V, 1 x SPDT, modulating | 630.00
B212+TR24-3 US | Characterized Control Valve | Water | Characterized Control Valve (CCV), 1/2", 2-way, Cv 3 ¦Valve Actuator, Non fail-safe, AC 24 V, On/Off, Floating point | 290.00
B212+TR24-3/300 US | Characterized Control Valve | Water | Characterized Control Valve (CCV), 1/2", 2-way, Cv 3 ¦Valve Actuator, Non fail-safe, AC 24 V, On/Off | 312.00
B212+TR24-3/500 US | Characterized Control Valve | Water | Characterized Control Valve (CCV), 1/2", 2-way, Cv 3 ¦Valve Actuator, Non fail-safe, AC 24 V, On/Off | 334.00
B212+TR24-3-T US | Characterized Control Valve | Water | Characterized Control Valve (CCV), 1/2", 2-way, Cv 3 ¦Valve Actuator, Non fail-safe, AC 24 V, On/Off, Floating point, terminals | 272.00
B212+TR24-SR US | Characterized Control Valve | Water | Characterized Control Valve (CCV), 1/2", 2-way, Cv 3 ¦Valve Actuator, Non fail-safe, AC/DC 24 V, 2...10 V, modulating | 421.00
B212+TR24-SR/300 US | Characterized Control Valve | Water | Characterized Control Valve (CCV), 1/2", 2-way, Cv 3 ¦Valve Actuator, Non fail-safe, AC/DC 24 V, 2...10 V, modulating | 436.00
B212+TR24-SR/500 US | Characterized Control Valve | Water | Characterized Control Valve (CCV), 1/2", 2-way, Cv 3 ¦Valve Actuator, Non fail-safe, AC/DC 24 V, 2...10 V, modulating | 466.00
B212+TR24-SR-T US | Characterized Control Valve | Water | Characterized Control Valve (CCV), 1/2", 2-way, Cv 3 ¦Valve Actuator, Non fail-safe, AC/DC 24 V, 2...10 V, terminals, modulating | 405.00
B212B | Characterized Control Valve | Water | Characterized Control Valve (CCV), 1/2", 2-way, Cv 3 | 85.00
B212B+LF120 US | Characterized Control Valve | Water | Characterized Control Valve (CCV), 1/2", 2-way, Cv 3 ¦Valve Actuator, Spring return, AC 120 V, On/Off | 581.00
B212B+LF120-S US | Characterized Control Valve | Water | Characterized Control Valve (CCV), 1/2", 2-way, Cv 3 ¦Valve Actuator, Spring return, AC 120 V, On/Off, 1 x SPDT | 652.00
B212B+LF24 US | Characterized Control Valve | Water | Characterized Control Valve (CCV), 1/2", 2-way, Cv 3 ¦Valve Actuator, Spring return, AC/DC 24 V, On/Off | 502.00
B212B+LF24-3 US | Characterized Control Valve | Water | Characterized Control Valve (CCV), 1/2", 2-way, Cv 3 ¦Valve Actuator, Spring return, AC/DC 24 V, On/Off, Floating point | 635.00
B212B+LF24-S US | Characterized Control Valve | Water | Characterized Control Valve (CCV), 1/2", 2-way, Cv 3 ¦Valve Actuator, Spring return, AC/DC 24 V, On/Off, 1 x SPDT | 571.00
B212B+LF24-SR US | Characterized Control Valve | Water | Characterized Control Valve (CCV), 1/2", 2-way, Cv 3 ¦Valve Actuator, Spring return, AC/DC 24 V, 2...10 V, modulating | 652.00
B212B+LF24-SR-S US | Characterized Control Valve | Water | Characterized Control Valve (CCV), 1/2", 2-way, Cv 3 ¦Valve Actuator, Spring return, AC/DC 24 V, 2...10 V, 1 x SPDT, modulating | 722.00
B212B+LRB120-3 | Characterized Control Valve | Water | Characterized Control Valve (CCV), 1/2", 2-way, Cv 3 ¦Valve Actuator, Non fail-safe, AC 100...240 V, On/Off, Floating point | 356.00
B212B+LRB24-3 | Characterized Control Valve | Water | Characterized Control Valve (CCV), 1/2", 2-way, Cv 3 ¦Valve Actuator, Non fail-safe, AC/DC 24 V, On/Off, Floating point | 315.00
B212B+LRB24-3-S | Characterized Control Valve | Water | Characterized Control Valve (CCV), 1/2", 2-way, Cv 3 ¦Valve Actuator, Non fail-safe, AC/DC 24 V, On/Off, Floating point, 1 x SPDT | 417.00
B212B+LRB24-3-T | Characterized Control Valve | Water | Characterized Control Valve (CCV), 1/2", 2-way, Cv 3 ¦Valve Actuator, Non fail-safe, AC/DC 24 V, On/Off, Floating point, terminals | 297.00
B212B+LRB24-SR | Characterized Control Valve | Water | Characterized Control Valve (CCV), 1/2", 2-way, Cv 3 ¦Valve Actuator, Non fail-safe, AC/DC 24 V, 2...10 V, modulating | 466.00
B212B+LRB24-SR-T | Characterized Control Valve | Water | Characterized Control Valve (CCV), 1/2", 2-way, Cv 3 ¦Valve Actuator, Non fail-safe, AC/DC 24 V, 2...10 V, terminals, modulating | 454.00
B212B+TFRB120 | Characterized Control Valve | Water | Characterized Control Valve (CCV), 1/2", 2-way, Cv 3 ¦Valve Actuator, Spring return, AC 100...240 V, On/Off | 496.00
B212B+TFRB120-S | Characterized Control Valve | Water | Characterized Control Valve (CCV), 1/2", 2-way, Cv 3 ¦Valve Actuator, Spring return, AC 100...240 V, On/Off, 1 x SPDT | 567.00
B212B+TFRB24 | Characterized Control Valve | Water | Characterized Control Valve (CCV), 1/2", 2-way, Cv 3 ¦Valve Actuator, Spring return, AC/DC 24 V, On/Off | 440.00
B212B+TFRB24-3 | Characterized Control Valve | Water | Characterized Control Valve (CCV), 1/2", 2-way, Cv 3 ¦Valve Actuator, Spring return, AC/DC 24 V, Floating point | 502.00
B212B+TFRB24-3-S | Characterized Control Valve | Water | Characterized Control Valve (CCV), 1/2", 2-way, Cv 3 ¦Valve Actuator, Spring return, AC/DC 24 V, Floating point, 1 x SPDT | 571.00
B212B+TFRB24-S | Characterized Control Valve | Water | Characterized Control Valve (CCV), 1/2", 2-way, Cv 3 ¦Valve Actuator, Spring return, AC/DC 24 V, On/Off, 1 x SPDT | 510.00
B212B+TFRB24-SR | Characterized Control Valve | Water | Characterized Control Valve (CCV), 1/2", 2-way, Cv 3 ¦Valve Actuator, Spring return, AC/DC 24 V, 2...10 V, modulating | 537.00
B212B+TFRB24-SR-S | Characterized Control Valve | Water | Characterized Control Valve (CCV), 1/2", 2-way, Cv 3 ¦Valve Actuator, Spring return, AC/DC 24 V, 2...10 V, 1 x SPDT, modulating | 607.00
B212B+TR24-3 US | Characterized Control Valve | Water | Characterized Control Valve (CCV), 1/2", 2-way, Cv 3 ¦Valve Actuator, Non fail-safe, AC 24 V, On/Off, Floating point | 244.00
B212B+TR24-3/300 US | Characterized Control Valve | Water | Characterized Control Valve (CCV), 1/2", 2-way, Cv 3 ¦Valve Actuator, Non fail-safe, AC 24 V, On/Off | 268.00
B212B+TR24-3/500 US | Characterized Control Valve | Water | Characterized Control Valve (CCV), 1/2", 2-way, Cv 3 ¦Valve Actuator, Non fail-safe, AC 24 V, On/Off | 297.00
B212B+TR24-3-T US | Characterized Control Valve | Water | Characterized Control Valve (CCV), 1/2", 2-way, Cv 3 ¦Valve Actuator, Non fail-safe, AC 24 V, On/Off, Floating point, terminals | 231.00
B212B+TR24-SR US | Characterized Control Valve | Water | Characterized Control Valve (CCV), 1/2", 2-way, Cv 3 ¦Valve Actuator, Non fail-safe, AC/DC 24 V, 2...10 V, modulating | 355.00
B212B+TR24-SR/300 US | Characterized Control Valve | Water | Characterized Control Valve (CCV), 1/2", 2-way, Cv 3 ¦Valve Actuator, Non fail-safe, AC/DC 24 V, 2...10 V, modulating | 381.00
B212B+TR24-SR/500 US | Characterized Control Valve | Water | Characterized Control Valve (CCV), 1/2", 2-way, Cv 3 ¦Valve Actuator, Non fail-safe, AC/DC 24 V, 2...10 V, modulating | 411.00
B212B+TR24-SR-T US | Characterized Control Valve | Water | Characterized Control Valve (CCV), 1/2", 2-way, Cv 3 ¦Valve Actuator, Non fail-safe, AC/DC 24 V, 2...10 V, terminals, modulating | 336.00
B213 | Characterized Control Valve | Water | Characterized Control Valve (CCV), 1/2", 2-way, Cv 4.7 | 124.00
B213+LF120 US | Characterized Control Valve | Water | Characterized Control Valve (CCV), 1/2", 2-way, Cv 4.7 ¦Valve Actuator, Spring return, AC 120 V, On/Off | 569.00
B213+LF120-S US | Characterized Control Valve | Water | Characterized Control Valve (CCV), 1/2", 2-way, Cv 4.7 ¦Valve Actuator, Spring return, AC 120 V, On/Off, 1 x SPDT | 639.00
B213+LF24 US | Characterized Control Valve | Water | Characterized Control Valve (CCV), 1/2", 2-way, Cv 4.7 ¦Valve Actuator, Spring return, AC/DC 24 V, On/Off | 527.00
B213+LF24-3 US | Characterized Control Valve | Water | Characterized Control Valve (CCV), 1/2", 2-way, Cv 4.7 ¦Valve Actuator, Spring return, AC/DC 24 V, On/Off, Floating point | 659.00
B213+LF24-MFT US | Characterized Control Valve | Water | Characterized Control Valve (CCV), 1/2", 2-way, Cv 4.7 ¦Configurable Valve Actuator, Spring return, AC/DC 24 V, 2...10 V, MFT/programmable | 788.00
B213+LF24-MFT-S US | Characterized Control Valve | Water | Characterized Control Valve (CCV), 1/2", 2-way, Cv 4.7 ¦Configurable Valve Actuator, Spring return, AC/DC 24 V, 2...10 V, 1 x SPDT, MFT/programmable | 857.00
B213+LF24-S US | Characterized Control Valve | Water | Characterized Control Valve (CCV), 1/2", 2-way, Cv 4.7 ¦Valve Actuator, Spring return, AC/DC 24 V, On/Off, 1 x SPDT | 597.00
B213+LF24-SR US | Characterized Control Valve | Water | Characterized Control Valve (CCV), 1/2", 2-way, Cv 4.7 ¦Valve Actuator, Spring return, AC/DC 24 V, 2...10 V, modulating | 679.00
B213+LF24-SR-S US | Characterized Control Valve | Water | Characterized Control Valve (CCV), 1/2", 2-way, Cv 4.7 ¦Valve Actuator, Spring return, AC/DC 24 V, 2...10 V, 1 x SPDT, modulating | 750.00
B213+LRB120-3 | Characterized Control Valve | Water | Characterized Control Valve (CCV), 1/2", 2-way, Cv 4.7 ¦Valve Actuator, Non fail-safe, AC 100...240 V, On/Off, Floating point | 393.00
B213+LRB24-3 | Characterized Control Valve | Water | Characterized Control Valve (CCV), 1/2", 2-way, Cv 4.7 ¦Valve Actuator, Non fail-safe, AC/DC 24 V, On/Off, Floating point | 351.00
B213+LRB24-3-S | Characterized Control Valve | Water | Characterized Control Valve (CCV), 1/2", 2-way, Cv 4.7 ¦Valve Actuator, Non fail-safe, AC/DC 24 V, On/Off, Floating point, 1 x SPDT | 452.00
B213+LRB24-3-T | Characterized Control Valve | Water | Characterized Control Valve (CCV), 1/2", 2-way, Cv 4.7 ¦Valve Actuator, Non fail-safe, AC/DC 24 V, On/Off, Floating point, terminals | 334.00
B213+LRB24-MFT | Characterized Control Valve | Water | Characterized Control Valve (CCV), 1/2", 2-way, Cv 4.7 ¦Valve Actuator, Non fail-safe, AC/DC 24 V, 2...10 V, MFT/programmable | 626.00
B213+LRB24-SR | Characterized Control Valve | Water | Characterized Control Valve (CCV), 1/2", 2-way, Cv 4.7 ¦Valve Actuator, Non fail-safe, AC/DC 24 V, 2...10 V, modulating | 479.00
B213+LRB24-SR-T | Characterized Control Valve | Water | Characterized Control Valve (CCV), 1/2", 2-way, Cv 4.7 ¦Valve Actuator, Non fail-safe, AC/DC 24 V, 2...10 V, terminals, modulating | 454.00
B213+LRCB24-3 | Characterized Control Valve | Water | Characterized Control Valve (CCV), 1/2", 2-way, Cv 4.7 ¦Valve Actuator, Non fail-safe, AC/DC 24 V, On/Off, Floating point | 385.00
B213+LRQX24-1 | Characterized Control Valve | Water | Characterized Control Valve (CCV), 1/2", 2-way, Cv 4.7 ¦Configurable Valve Actuator, Non fail-safe, AC/DC 24 V, On/Off | 763.00
B213+LRQX24-MFT | Characterized Control Valve | Water | Characterized Control Valve (CCV), 1/2", 2-way, Cv 4.7 ¦Configurable Valve Actuator, Non fail-safe, AC/DC 24 V, 2...10 V, MFT/programmable | 817.00
B213+LRX120-3 | Characterized Control Valve | Water | Characterized Control Valve (CCV), 1/2", 2-way, Cv 4.7 ¦Configurable Valve Actuator, Non fail-safe, AC 100...240 V, On/Off, Floating point | 393.00
B213+LRX120-SR | Characterized Control Valve | Water | Characterized Control Valve (CCV), 1/2", 2-way, Cv 4.7 ¦Configurable Valve Actuator, Non fail-safe, AC 100...240 V, 2...10 V, modulating | 513.00
B213+LRX24-3 | Characterized Control Valve | Water | Characterized Control Valve (CCV), 1/2", 2-way, Cv 4.7 ¦Configurable Valve Actuator, Non fail-safe, AC/DC 24 V, On/Off, Floating point | 351.00
B213+LRX24-3-S | Characterized Control Valve | Water | Characterized Control Valve (CCV), 1/2", 2-way, Cv 4.7 ¦Configurable Valve Actuator, Non fail-safe, AC/DC 24 V, On/Off, Floating point, 1 x SPDT | 452.00
B213+LRX24-3-T | Characterized Control Valve | Water | Characterized Control Valve (CCV), 1/2", 2-way, Cv 4.7 ¦Configurable Valve Actuator, Non fail-safe, AC/DC 24 V, On/Off, Floating point, terminals | 334.00
B213+LRX24-MFT | Characterized Control Valve | Water | Characterized Control Valve (CCV), 1/2", 2-way, Cv 4.7 ¦Configurable Valve Actuator, Non fail-safe, AC/DC 24 V, 2...10 V, MFT/programmable | 626.00
B213+LRX24-MFT95 | Characterized Control Valve | Water | Characterized Control Valve (CCV), 1/2", 2-way, Cv 4.7 ¦Configurable Valve Actuator, Non fail-safe, AC/DC 24 V, 0...135 Ω, MFT/programmable | 744.00
B213+LRX24-PC | Characterized Control Valve | Water | Characterized Control Valve (CCV), 1/2", 2-way, Cv 4.7 ¦Configurable Valve Actuator, Non fail-safe, AC/DC 24 V, 0...20 V PhC, modulating | 744.00
B213+LRX24-SR | Characterized Control Valve | Water | Characterized Control Valve (CCV), 1/2", 2-way, Cv 4.7 ¦Configurable Valve Actuator, Non fail-safe, AC/DC 24 V, 2...10 V, modulating | 479.00
B213+LRX24-SR-T | Characterized Control Valve | Water | Characterized Control Valve (CCV), 1/2", 2-way, Cv 4.7 ¦Configurable Valve Actuator, Non fail-safe, AC/DC 24 V, 2...10 V, terminals, modulating | 454.00
B213+NRX24-3-T N4 | Characterized Control Valve | Water | Characterized Control Valve (CCV), 1/2", 2-way, Cv 4.7 ¦Configurable Valve Actuator, Non fail-safe, AC/DC 24 V, On/Off, Floating point, NEMA 4X, terminals | 696.00
B213+NRX24-MFT-T N4 | Characterized Control Valve | Water | Characterized Control Valve (CCV), 1/2", 2-way, Cv 4.7 ¦Configurable Valve Actuator, Non fail-safe, AC/DC 24 V, 2...10 V, NEMA 4X, terminals | 969.00
B213+NRX24-SR-T N4 | Characterized Control Valve | Water | Characterized Control Valve (CCV), 1/2", 2-way, Cv 4.7 ¦Configurable Valve Actuator, Non fail-safe, AC/DC 24 V, 2...10 V, NEMA 4X, terminals | 814.00
B213+TFRB120 | Characterized Control Valve | Water | Characterized Control Valve (CCV), 1/2", 2-way, Cv 4.7 ¦Valve Actuator, Spring return, AC 100...240 V, On/Off | 520.00
B213+TFRB120-S | Characterized Control Valve | Water | Characterized Control Valve (CCV), 1/2", 2-way, Cv 4.7 ¦Valve Actuator, Spring return, AC 100...240 V, On/Off, 1 x SPDT | 590.00
B213+TFRB24 | Characterized Control Valve | Water | Characterized Control Valve (CCV), 1/2", 2-way, Cv 4.7 ¦Valve Actuator, Spring return, AC/DC 24 V, On/Off | 462.00
B213+TFRB24-3 | Characterized Control Valve | Water | Characterized Control Valve (CCV), 1/2", 2-way, Cv 4.7 ¦Valve Actuator, Spring return, AC/DC 24 V, Floating point | 524.00
B213+TFRB24-3-S | Characterized Control Valve | Water | Characterized Control Valve (CCV), 1/2", 2-way, Cv 4.7 ¦Valve Actuator, Spring return, AC/DC 24 V, Floating point, 1 x SPDT | 594.00
B213+TFRB24-S | Characterized Control Valve | Water | Characterized Control Valve (CCV), 1/2", 2-way, Cv 4.7 ¦Valve Actuator, Spring return, AC/DC 24 V, On/Off, 1 x SPDT | 532.00
B213+TFRB24-SR | Characterized Control Valve | Water | Characterized Control Valve (CCV), 1/2", 2-way, Cv 4.7 ¦Valve Actuator, Spring return, AC/DC 24 V, 2...10 V, modulating | 562.00
B213+TFRB24-SR-S | Characterized Control Valve | Water | Characterized Control Valve (CCV), 1/2", 2-way, Cv 4.7 ¦Valve Actuator, Spring return, AC/DC 24 V, 2...10 V, 1 x SPDT, modulating | 632.00
B213+TFRX120 | Characterized Control Valve | Water | Characterized Control Valve (CCV), 1/2", 2-way, Cv 4.7 ¦Configurable Valve Actuator, Spring return, AC 100...240 V, On/Off | 520.00
B213+TFRX120-S | Characterized Control Valve | Water | Characterized Control Valve (CCV), 1/2", 2-way, Cv 4.7 ¦Configurable Valve Actuator, Spring return, AC 100...240 V, On/Off, 1 x SPDT | 590.00
B213+TFRX24 | Characterized Control Valve | Water | Characterized Control Valve (CCV), 1/2", 2-way, Cv 4.7 ¦Configurable Valve Actuator, Spring return, AC/DC 24 V, On/Off | 462.00
B213+TFRX24-3 | Characterized Control Valve | Water | Characterized Control Valve (CCV), 1/2", 2-way, Cv 4.7 ¦Configurable Valve Actuator, Spring return, AC/DC 24 V, Floating point | 524.00
B213+TFRX24-3-S | Characterized Control Valve | Water | Characterized Control Valve (CCV), 1/2", 2-way, Cv 4.7 ¦Configurable Valve Actuator, Spring return, AC/DC 24 V, Floating point, 1 x SPDT | 594.00
B213+TFRX24-MFT | Characterized Control Valve | Water | Characterized Control Valve (CCV), 1/2", 2-way, Cv 4.7 ¦Configurable Valve Actuator, Spring return, AC/DC 24 V, 2...10 V, MFT/programmable | 653.00
B213+TFRX24-S | Characterized Control Valve | Water | Characterized Control Valve (CCV), 1/2", 2-way, Cv 4.7 ¦Configurable Valve Actuator, Spring return, AC/DC 24 V, On/Off, 1 x SPDT | 532.00
B213+TFRX24-SR | Characterized Control Valve | Water | Characterized Control Valve (CCV), 1/2", 2-way, Cv 4.7 ¦Configurable Valve Actuator, Spring return, AC/DC 24 V, 2...10 V, modulating | 562.00
B213+TFRX24-SR-S | Characterized Control Valve | Water | Characterized Control Valve (CCV), 1/2", 2-way, Cv 4.7 ¦Configurable Valve Actuator, Spring return, AC/DC 24 V, 2...10 V, 1 x SPDT, modulating | 632.00
B213+TR24-3 US | Characterized Control Valve | Water | Characterized Control Valve (CCV), 1/2", 2-way, Cv 4.7 ¦Valve Actuator, Non fail-safe, AC 24 V, On/Off, Floating point | 295.00
B213+TR24-3/300 US | Characterized Control Valve | Water | Characterized Control Valve (CCV), 1/2", 2-way, Cv 4.7 ¦Valve Actuator, Non fail-safe, AC 24 V, On/Off | 317.00
B213+TR24-3/500 US | Characterized Control Valve | Water | Characterized Control Valve (CCV), 1/2", 2-way, Cv 4.7 ¦Valve Actuator, Non fail-safe, AC 24 V, On/Off | 338.00
B213+TR24-3-T US | Characterized Control Valve | Water | Characterized Control Valve (CCV), 1/2", 2-way, Cv 4.7 ¦Valve Actuator, Non fail-safe, AC 24 V, On/Off, Floating point, terminals | 276.00
B213+TR24-SR US | Characterized Control Valve | Water | Characterized Control Valve (CCV), 1/2", 2-way, Cv 4.7 ¦Valve Actuator, Non fail-safe, AC/DC 24 V, 2...10 V, modulating | 426.00
B213+TR24-SR/300 US | Characterized Control Valve | Water | Characterized Control Valve (CCV), 1/2", 2-way, Cv 4.7 ¦Valve Actuator, Non fail-safe, AC/DC 24 V, 2...10 V, modulating | 441.00
B213+TR24-SR/500 US | Characterized Control Valve | Water | Characterized Control Valve (CCV), 1/2", 2-way, Cv 4.7 ¦Valve Actuator, Non fail-safe, AC/DC 24 V, 2...10 V, modulating | 472.00
B213+TR24-SR-T US | Characterized Control Valve | Water | Characterized Control Valve (CCV), 1/2", 2-way, Cv 4.7 ¦Valve Actuator, Non fail-safe, AC/DC 24 V, 2...10 V, terminals, modulating | 409.00
B213B | Characterized Control Valve | Water | Characterized Control Valve (CCV), 1/2", 2-way, Cv 4.7 | 90.00
B213B+LF120 US | Characterized Control Valve | Water | Characterized Control Valve (CCV), 1/2", 2-way, Cv 4.7 ¦Valve Actuator, Spring return, AC 120 V, On/Off | 584.00
B213B+LF120-S US | Characterized Control Valve | Water | Characterized Control Valve (CCV), 1/2", 2-way, Cv 4.7 ¦Valve Actuator, Spring return, AC 120 V, On/Off, 1 x SPDT | 654.00
B213B+LF24 US | Characterized Control Valve | Water | Characterized Control Valve (CCV), 1/2", 2-way, Cv 4.7 ¦Valve Actuator, Spring return, AC/DC 24 V, On/Off | 504.00
B213B+LF24-3 US | Characterized Control Valve | Water | Characterized Control Valve (CCV), 1/2", 2-way, Cv 4.7 ¦Valve Actuator, Spring return, AC/DC 24 V, On/Off, Floating point | 638.00
B213B+LF24-S US | Characterized Control Valve | Water | Characterized Control Valve (CCV), 1/2", 2-way, Cv 4.7 ¦Valve Actuator, Spring return, AC/DC 24 V, On/Off, 1 x SPDT | 573.00
B213B+LF24-SR US | Characterized Control Valve | Water | Characterized Control Valve (CCV), 1/2", 2-way, Cv 4.7 ¦Valve Actuator, Spring return, AC/DC 24 V, 2...10 V, modulating | 654.00
B213B+LF24-SR-S US | Characterized Control Valve | Water | Characterized Control Valve (CCV), 1/2", 2-way, Cv 4.7 ¦Valve Actuator, Spring return, AC/DC 24 V, 2...10 V, 1 x SPDT, modulating | 724.00
B213B+LRB120-3 | Characterized Control Valve | Water | Characterized Control Valve (CCV), 1/2", 2-way, Cv 4.7 ¦Valve Actuator, Non fail-safe, AC 100...240 V, On/Off, Floating point | 358.00
B213B+LRB24-3 | Characterized Control Valve | Water | Characterized Control Valve (CCV), 1/2", 2-way, Cv 4.7 ¦Valve Actuator, Non fail-safe, AC/DC 24 V, On/Off, Floating point | 318.00
B213B+LRB24-3-S | Characterized Control Valve | Water | Characterized Control Valve (CCV), 1/2", 2-way, Cv 4.7 ¦Valve Actuator, Non fail-safe, AC/DC 24 V, On/Off, Floating point, 1 x SPDT | 419.00
B213B+LRB24-3-T | Characterized Control Valve | Water | Characterized Control Valve (CCV), 1/2", 2-way, Cv 4.7 ¦Valve Actuator, Non fail-safe, AC/DC 24 V, On/Off, Floating point, terminals | 301.00
B213B+LRB24-SR | Characterized Control Valve | Water | Characterized Control Valve (CCV), 1/2", 2-way, Cv 4.7 ¦Valve Actuator, Non fail-safe, AC/DC 24 V, 2...10 V, modulating | 468.00
B213B+LRB24-SR-T | Characterized Control Valve | Water | Characterized Control Valve (CCV), 1/2", 2-way, Cv 4.7 ¦Valve Actuator, Non fail-safe, AC/DC 24 V, 2...10 V, terminals, modulating | 458.00
B213B+TFRB120 | Characterized Control Valve | Water | Characterized Control Valve (CCV), 1/2", 2-way, Cv 4.7 ¦Valve Actuator, Spring return, AC 100...240 V, On/Off | 499.00
B213B+TFRB120-S | Characterized Control Valve | Water | Characterized Control Valve (CCV), 1/2", 2-way, Cv 4.7 ¦Valve Actuator, Spring return, AC 100...240 V, On/Off, 1 x SPDT | 569.00
B213B+TFRB24 | Characterized Control Valve | Water | Characterized Control Valve (CCV), 1/2", 2-way, Cv 4.7 ¦Valve Actuator, Spring return, AC/DC 24 V, On/Off | 442.00
B213B+TFRB24-3 | Characterized Control Valve | Water | Characterized Control Valve (CCV), 1/2", 2-way, Cv 4.7 ¦Valve Actuator, Spring return, AC/DC 24 V, Floating point | 504.00
B213B+TFRB24-3-S | Characterized Control Valve | Water | Characterized Control Valve (CCV), 1/2", 2-way, Cv 4.7 ¦Valve Actuator, Spring return, AC/DC 24 V, Floating point, 1 x SPDT | 573.00
B213B+TFRB24-S | Characterized Control Valve | Water | Characterized Control Valve (CCV), 1/2", 2-way, Cv 4.7 ¦Valve Actuator, Spring return, AC/DC 24 V, On/Off, 1 x SPDT | 512.00
B213B+TFRB24-SR | Characterized Control Valve | Water | Characterized Control Valve (CCV), 1/2", 2-way, Cv 4.7 ¦Valve Actuator, Spring return, AC/DC 24 V, 2...10 V, modulating | 539.00
B213B+TFRB24-SR-S | Characterized Control Valve | Water | Characterized Control Valve (CCV), 1/2", 2-way, Cv 4.7 ¦Valve Actuator, Spring return, AC/DC 24 V, 2...10 V, 1 x SPDT, modulating | 609.00
B213B+TR24-3 US | Characterized Control Valve | Water | Characterized Control Valve (CCV), 1/2", 2-way, Cv 4.7 ¦Valve Actuator, Non fail-safe, AC 24 V, On/Off, Floating point | 246.00
B213B+TR24-3/300 US | Characterized Control Valve | Water | Characterized Control Valve (CCV), 1/2", 2-way, Cv 4.7 ¦Valve Actuator, Non fail-safe, AC 24 V, On/Off | 272.00
B213B+TR24-3/500 US | Characterized Control Valve | Water | Characterized Control Valve (CCV), 1/2", 2-way, Cv 4.7 ¦Valve Actuator, Non fail-safe, AC 24 V, On/Off | 301.00
B213B+TR24-3-T US | Characterized Control Valve | Water | Characterized Control Valve (CCV), 1/2", 2-way, Cv 4.7 ¦Valve Actuator, Non fail-safe, AC 24 V, On/Off, Floating point, terminals | 233.00
B213B+TR24-SR US | Characterized Control Valve | Water | Characterized Control Valve (CCV), 1/2", 2-way, Cv 4.7 ¦Valve Actuator, Non fail-safe, AC/DC 24 V, 2...10 V, modulating | 357.00
B213B+TR24-SR/300 US | Characterized Control Valve | Water | Characterized Control Valve (CCV), 1/2", 2-way, Cv 4.7 ¦Valve Actuator, Non fail-safe, AC/DC 24 V, 2...10 V, modulating | 388.00
B213B+TR24-SR/500 US | Characterized Control Valve | Water | Characterized Control Valve (CCV), 1/2", 2-way, Cv 4.7 ¦Valve Actuator, Non fail-safe, AC/DC 24 V, 2...10 V, modulating | 415.00
B213B+TR24-SR-T US | Characterized Control Valve | Water | Characterized Control Valve (CCV), 1/2", 2-way, Cv 4.7 ¦Valve Actuator, Non fail-safe, AC/DC 24 V, 2...10 V, terminals, modulating | 338.00
B214 | Characterized Control Valve | Water | Characterized Control Valve (CCV), 1/2", 2-way, Cv 7.4 | 132.00
B214+LF120 US | Characterized Control Valve | Water | Characterized Control Valve (CCV), 1/2", 2-way, Cv 7.4 ¦Valve Actuator, Spring return, AC 120 V, On/Off | 616.00
B214+LF120-S US | Characterized Control Valve | Water | Characterized Control Valve (CCV), 1/2", 2-way, Cv 7.4 ¦Valve Actuator, Spring return, AC 120 V, On/Off, 1 x SPDT | 686.00
B214+LF24 US | Characterized Control Valve | Water | Characterized Control Valve (CCV), 1/2", 2-way, Cv 7.4 ¦Valve Actuator, Spring return, AC/DC 24 V, On/Off | 532.00
B214+LF24-3 US | Characterized Control Valve | Water | Characterized Control Valve (CCV), 1/2", 2-way, Cv 7.4 ¦Valve Actuator, Spring return, AC/DC 24 V, On/Off, Floating point | 663.00
B214+LF24-MFT US | Characterized Control Valve | Water | Characterized Control Valve (CCV), 1/2", 2-way, Cv 7.4 ¦Configurable Valve Actuator, Spring return, AC/DC 24 V, 2...10 V, MFT/programmable | 792.00
B214+LF24-MFT-S US | Characterized Control Valve | Water | Characterized Control Valve (CCV), 1/2", 2-way, Cv 7.4 ¦Configurable Valve Actuator, Spring return, AC/DC 24 V, 2...10 V, 1 x SPDT, MFT/programmable | 860.00
B214+LF24-S US | Characterized Control Valve | Water | Characterized Control Valve (CCV), 1/2", 2-way, Cv 7.4 ¦Valve Actuator, Spring return, AC/DC 24 V, On/Off, 1 x SPDT | 602.00
B214+LF24-SR US | Characterized Control Valve | Water | Characterized Control Valve (CCV), 1/2", 2-way, Cv 7.4 ¦Valve Actuator, Spring return, AC/DC 24 V, 2...10 V, modulating | 683.00
B214+LF24-SR-S US | Characterized Control Valve | Water | Characterized Control Valve (CCV), 1/2", 2-way, Cv 7.4 ¦Valve Actuator, Spring return, AC/DC 24 V, 2...10 V, 1 x SPDT, modulating | 753.00
B214+LRB120-3 | Characterized Control Valve | Water | Characterized Control Valve (CCV), 1/2", 2-way, Cv 7.4 ¦Valve Actuator, Non fail-safe, AC 100...240 V, On/Off, Floating point | 402.00
B214+LRB24-3 | Characterized Control Valve | Water | Characterized Control Valve (CCV), 1/2", 2-way, Cv 7.4 ¦Valve Actuator, Non fail-safe, AC/DC 24 V, On/Off, Floating point | 358.00
B214+LRB24-3-S | Characterized Control Valve | Water | Characterized Control Valve (CCV), 1/2", 2-way, Cv 7.4 ¦Valve Actuator, Non fail-safe, AC/DC 24 V, On/Off, Floating point, 1 x SPDT | 459.00
B214+LRB24-3-T | Characterized Control Valve | Water | Characterized Control Valve (CCV), 1/2", 2-way, Cv 7.4 ¦Valve Actuator, Non fail-safe, AC/DC 24 V, On/Off, Floating point, terminals | 341.00
B214+LRB24-MFT | Characterized Control Valve | Water | Characterized Control Valve (CCV), 1/2", 2-way, Cv 7.4 ¦Valve Actuator, Non fail-safe, AC/DC 24 V, 2...10 V, MFT/programmable | 633.00
B214+LRB24-SR | Characterized Control Valve | Water | Characterized Control Valve (CCV), 1/2", 2-way, Cv 7.4 ¦Valve Actuator, Non fail-safe, AC/DC 24 V, 2...10 V, modulating | 487.00
B214+LRB24-SR-T | Characterized Control Valve | Water | Characterized Control Valve (CCV), 1/2", 2-way, Cv 7.4 ¦Valve Actuator, Non fail-safe, AC/DC 24 V, 2...10 V, terminals, modulating | 458.00
B214+LRCB24-3 | Characterized Control Valve | Water | Characterized Control Valve (CCV), 1/2", 2-way, Cv 7.4 ¦Valve Actuator, Non fail-safe, AC/DC 24 V, On/Off, Floating point | 393.00
B214+LRQX24-1 | Characterized Control Valve | Water | Characterized Control Valve (CCV), 1/2", 2-way, Cv 7.4 ¦Configurable Valve Actuator, Non fail-safe, AC/DC 24 V, On/Off | 768.00
B214+LRQX24-MFT | Characterized Control Valve | Water | Characterized Control Valve (CCV), 1/2", 2-way, Cv 7.4 ¦Configurable Valve Actuator, Non fail-safe, AC/DC 24 V, 2...10 V, MFT/programmable | 824.00
B214+LRX120-3 | Characterized Control Valve | Water | Characterized Control Valve (CCV), 1/2", 2-way, Cv 7.4 ¦Configurable Valve Actuator, Non fail-safe, AC 100...240 V, On/Off, Floating point | 402.00
B214+LRX120-SR | Characterized Control Valve | Water | Characterized Control Valve (CCV), 1/2", 2-way, Cv 7.4 ¦Configurable Valve Actuator, Non fail-safe, AC 100...240 V, 2...10 V, modulating | 519.00
B214+LRX24-3 | Characterized Control Valve | Water | Characterized Control Valve (CCV), 1/2", 2-way, Cv 7.4 ¦Configurable Valve Actuator, Non fail-safe, AC/DC 24 V, On/Off, Floating point | 358.00
B214+LRX24-3-S | Characterized Control Valve | Water | Characterized Control Valve (CCV), 1/2", 2-way, Cv 7.4 ¦Configurable Valve Actuator, Non fail-safe, AC/DC 24 V, On/Off, Floating point, 1 x SPDT | 459.00
B214+LRX24-3-T | Characterized Control Valve | Water | Characterized Control Valve (CCV), 1/2", 2-way, Cv 7.4 ¦Configurable Valve Actuator, Non fail-safe, AC/DC 24 V, On/Off, Floating point, terminals | 341.00
B214+LRX24-MFT | Characterized Control Valve | Water | Characterized Control Valve (CCV), 1/2", 2-way, Cv 7.4 ¦Configurable Valve Actuator, Non fail-safe, AC/DC 24 V, 2...10 V, MFT/programmable | 633.00
B214+LRX24-MFT95 | Characterized Control Valve | Water | Characterized Control Valve (CCV), 1/2", 2-way, Cv 7.4 ¦Configurable Valve Actuator, Non fail-safe, AC/DC 24 V, 0...135 Ω, MFT/programmable | 750.00
B214+LRX24-PC | Characterized Control Valve | Water | Characterized Control Valve (CCV), 1/2", 2-way, Cv 7.4 ¦Configurable Valve Actuator, Non fail-safe, AC/DC 24 V, 0...20 V PhC, modulating | 750.00
B214+LRX24-SR | Characterized Control Valve | Water | Characterized Control Valve (CCV), 1/2", 2-way, Cv 7.4 ¦Configurable Valve Actuator, Non fail-safe, AC/DC 24 V, 2...10 V, modulating | 487.00
B214+LRX24-SR-T | Characterized Control Valve | Water | Characterized Control Valve (CCV), 1/2", 2-way, Cv 7.4 ¦Configurable Valve Actuator, Non fail-safe, AC/DC 24 V, 2...10 V, terminals, modulating | 458.00
B214+NRX24-3-T N4 | Characterized Control Valve | Water | Characterized Control Valve (CCV), 1/2", 2-way, Cv 7.4 ¦Configurable Valve Actuator, Non fail-safe, AC/DC 24 V, On/Off, Floating point, NEMA 4X, terminals | 704.00
B214+NRX24-MFT-T N4 | Characterized Control Valve | Water | Characterized Control Valve (CCV), 1/2", 2-way, Cv 7.4 ¦Configurable Valve Actuator, Non fail-safe, AC/DC 24 V, 2...10 V, NEMA 4X, terminals | 975.00
B214+NRX24-SR-T N4 | Characterized Control Valve | Water | Characterized Control Valve (CCV), 1/2", 2-way, Cv 7.4 ¦Configurable Valve Actuator, Non fail-safe, AC/DC 24 V, 2...10 V, NEMA 4X, terminals | 821.00
B214+TFRB120 | Characterized Control Valve | Water | Characterized Control Valve (CCV), 1/2", 2-way, Cv 7.4 ¦Valve Actuator, Spring return, AC 100...240 V, On/Off | 523.00
B214+TFRB120-S | Characterized Control Valve | Water | Characterized Control Valve (CCV), 1/2", 2-way, Cv 7.4 ¦Valve Actuator, Spring return, AC 100...240 V, On/Off, 1 x SPDT | 593.00
B214+TFRB24 | Characterized Control Valve | Water | Characterized Control Valve (CCV), 1/2", 2-way, Cv 7.4 ¦Valve Actuator, Spring return, AC/DC 24 V, On/Off | 466.00
B214+TFRB24-3 | Characterized Control Valve | Water | Characterized Control Valve (CCV), 1/2", 2-way, Cv 7.4 ¦Valve Actuator, Spring return, AC/DC 24 V, Floating point | 526.00
B214+TFRB24-3-S | Characterized Control Valve | Water | Characterized Control Valve (CCV), 1/2", 2-way, Cv 7.4 ¦Valve Actuator, Spring return, AC/DC 24 V, Floating point, 1 x SPDT | 596.00
B214+TFRB24-S | Characterized Control Valve | Water | Characterized Control Valve (CCV), 1/2", 2-way, Cv 7.4 ¦Valve Actuator, Spring return, AC/DC 24 V, On/Off, 1 x SPDT | 534.00
B214+TFRB24-SR | Characterized Control Valve | Water | Characterized Control Valve (CCV), 1/2", 2-way, Cv 7.4 ¦Valve Actuator, Spring return, AC/DC 24 V, 2...10 V, modulating | 564.00
B214+TFRB24-SR-S | Characterized Control Valve | Water | Characterized Control Valve (CCV), 1/2", 2-way, Cv 7.4 ¦Valve Actuator, Spring return, AC/DC 24 V, 2...10 V, 1 x SPDT, modulating | 635.00
B214+TFRX120 | Characterized Control Valve | Water | Characterized Control Valve (CCV), 1/2", 2-way, Cv 7.4 ¦Configurable Valve Actuator, Spring return, AC 100...240 V, On/Off | 523.00
B214+TFRX120-S | Characterized Control Valve | Water | Characterized Control Valve (CCV), 1/2", 2-way, Cv 7.4 ¦Configurable Valve Actuator, Spring return, AC 100...240 V, On/Off, 1 x SPDT | 593.00
B214+TFRX24 | Characterized Control Valve | Water | Characterized Control Valve (CCV), 1/2", 2-way, Cv 7.4 ¦Configurable Valve Actuator, Spring return, AC/DC 24 V, On/Off | 466.00
B214+TFRX24-3 | Characterized Control Valve | Water | Characterized Control Valve (CCV), 1/2", 2-way, Cv 7.4 ¦Configurable Valve Actuator, Spring return, AC/DC 24 V, Floating point | 526.00
B214+TFRX24-3-S | Characterized Control Valve | Water | Characterized Control Valve (CCV), 1/2", 2-way, Cv 7.4 ¦Configurable Valve Actuator, Spring return, AC/DC 24 V, Floating point, 1 x SPDT | 596.00
B214+TFRX24-MFT | Characterized Control Valve | Water | Characterized Control Valve (CCV), 1/2", 2-way, Cv 7.4 ¦Configurable Valve Actuator, Spring return, AC/DC 24 V, 2...10 V, MFT/programmable | 655.00
B214+TFRX24-S | Characterized Control Valve | Water | Characterized Control Valve (CCV), 1/2", 2-way, Cv 7.4 ¦Configurable Valve Actuator, Spring return, AC/DC 24 V, On/Off, 1 x SPDT | 534.00
B214+TFRX24-SR | Characterized Control Valve | Water | Characterized Control Valve (CCV), 1/2", 2-way, Cv 7.4 ¦Configurable Valve Actuator, Spring return, AC/DC 24 V, 2...10 V, modulating | 564.00
B214+TFRX24-SR-S | Characterized Control Valve | Water | Characterized Control Valve (CCV), 1/2", 2-way, Cv 7.4 ¦Configurable Valve Actuator, Spring return, AC/DC 24 V, 2...10 V, 1 x SPDT, modulating | 635.00
B214+TR24-3 US | Characterized Control Valve | Water | Characterized Control Valve (CCV), 1/2", 2-way, Cv 7.4 ¦Valve Actuator, Non fail-safe, AC 24 V, On/Off, Floating point | 304.00
B214+TR24-3/300 US | Characterized Control Valve | Water | Characterized Control Valve (CCV), 1/2", 2-way, Cv 7.4 ¦Valve Actuator, Non fail-safe, AC 24 V, On/Off | 321.00
B214+TR24-3/500 US | Characterized Control Valve | Water | Characterized Control Valve (CCV), 1/2", 2-way, Cv 7.4 ¦Valve Actuator, Non fail-safe, AC 24 V, On/Off | 346.00
B214+TR24-3-T US | Characterized Control Valve | Water | Characterized Control Valve (CCV), 1/2", 2-way, Cv 7.4 ¦Valve Actuator, Non fail-safe, AC 24 V, On/Off, Floating point, terminals | 282.00
B214+TR24-SR US | Characterized Control Valve | Water | Characterized Control Valve (CCV), 1/2", 2-way, Cv 7.4 ¦Valve Actuator, Non fail-safe, AC/DC 24 V, 2...10 V, modulating | 433.00
B214+TR24-SR/300 US | Characterized Control Valve | Water | Characterized Control Valve (CCV), 1/2", 2-way, Cv 7.4 ¦Valve Actuator, Non fail-safe, AC/DC 24 V, 2...10 V, modulating | 445.00
B214+TR24-SR/500 US | Characterized Control Valve | Water | Characterized Control Valve (CCV), 1/2", 2-way, Cv 7.4 ¦Valve Actuator, Non fail-safe, AC/DC 24 V, 2...10 V, modulating | 476.00
B214+TR24-SR-T US | Characterized Control Valve | Water | Characterized Control Valve (CCV), 1/2", 2-way, Cv 7.4 ¦Valve Actuator, Non fail-safe, AC/DC 24 V, 2...10 V, terminals, modulating | 415.00
B214B | Characterized Control Valve | Water | Characterized Control Valve (CCV), 1/2", 2-way, Cv 7.4 | 97.00
B214B+LF120 US | Characterized Control Valve | Water | Characterized Control Valve (CCV), 1/2", 2-way, Cv 7.4 ¦Valve Actuator, Spring return, AC 120 V, On/Off | 590.00
B214B+LF120-S US | Characterized Control Valve | Water | Characterized Control Valve (CCV), 1/2", 2-way, Cv 7.4 ¦Valve Actuator, Spring return, AC 120 V, On/Off, 1 x SPDT | 658.00
B214B+LF24 US | Characterized Control Valve | Water | Characterized Control Valve (CCV), 1/2", 2-way, Cv 7.4 ¦Valve Actuator, Spring return, AC/DC 24 V, On/Off | 507.00
B214B+LF24-3 US | Characterized Control Valve | Water | Characterized Control Valve (CCV), 1/2", 2-way, Cv 7.4 ¦Valve Actuator, Spring return, AC/DC 24 V, On/Off, Floating point | 640.00
B214B+LF24-S US | Characterized Control Valve | Water | Characterized Control Valve (CCV), 1/2", 2-way, Cv 7.4 ¦Valve Actuator, Spring return, AC/DC 24 V, On/Off, 1 x SPDT | 575.00
B214B+LF24-SR US | Characterized Control Valve | Water | Characterized Control Valve (CCV), 1/2", 2-way, Cv 7.4 ¦Valve Actuator, Spring return, AC/DC 24 V, 2...10 V, modulating | 656.00
B214B+LF24-SR-S US | Characterized Control Valve | Water | Characterized Control Valve (CCV), 1/2", 2-way, Cv 7.4 ¦Valve Actuator, Spring return, AC/DC 24 V, 2...10 V, 1 x SPDT, modulating | 726.00
B214B+LRB120-3 | Characterized Control Valve | Water | Characterized Control Valve (CCV), 1/2", 2-way, Cv 7.4 ¦Valve Actuator, Non fail-safe, AC 100...240 V, On/Off, Floating point | 363.00
B214B+LRB24-3 | Characterized Control Valve | Water | Characterized Control Valve (CCV), 1/2", 2-way, Cv 7.4 ¦Valve Actuator, Non fail-safe, AC/DC 24 V, On/Off, Floating point | 323.00
B214B+LRB24-3-S | Characterized Control Valve | Water | Characterized Control Valve (CCV), 1/2", 2-way, Cv 7.4 ¦Valve Actuator, Non fail-safe, AC/DC 24 V, On/Off, Floating point, 1 x SPDT | 426.00
B214B+LRB24-3-T | Characterized Control Valve | Water | Characterized Control Valve (CCV), 1/2", 2-way, Cv 7.4 ¦Valve Actuator, Non fail-safe, AC/DC 24 V, On/Off, Floating point, terminals | 306.00
B214B+LRB24-SR | Characterized Control Valve | Water | Characterized Control Valve (CCV), 1/2", 2-way, Cv 7.4 ¦Valve Actuator, Non fail-safe, AC/DC 24 V, 2...10 V, modulating | 473.00
B214B+LRB24-SR-T | Characterized Control Valve | Water | Characterized Control Valve (CCV), 1/2", 2-way, Cv 7.4 ¦Valve Actuator, Non fail-safe, AC/DC 24 V, 2...10 V, terminals, modulating | 464.00
B214B+TFRB120 | Characterized Control Valve | Water | Characterized Control Valve (CCV), 1/2", 2-way, Cv 7.4 ¦Valve Actuator, Spring return, AC 100...240 V, On/Off | 502.00
B214B+TFRB120-S | Characterized Control Valve | Water | Characterized Control Valve (CCV), 1/2", 2-way, Cv 7.4 ¦Valve Actuator, Spring return, AC 100...240 V, On/Off, 1 x SPDT | 571.00
B214B+TFRB24 | Characterized Control Valve | Water | Characterized Control Valve (CCV), 1/2", 2-way, Cv 7.4 ¦Valve Actuator, Spring return, AC/DC 24 V, On/Off | 444.00
B214B+TFRB24-3 | Characterized Control Valve | Water | Characterized Control Valve (CCV), 1/2", 2-way, Cv 7.4 ¦Valve Actuator, Spring return, AC/DC 24 V, Floating point | 507.00
B214B+TFRB24-3-S | Characterized Control Valve | Water | Characterized Control Valve (CCV), 1/2", 2-way, Cv 7.4 ¦Valve Actuator, Spring return, AC/DC 24 V, Floating point, 1 x SPDT | 575.00
B214B+TFRB24-S | Characterized Control Valve | Water | Characterized Control Valve (CCV), 1/2", 2-way, Cv 7.4 ¦Valve Actuator, Spring return, AC/DC 24 V, On/Off, 1 x SPDT | 514.00
B214B+TFRB24-SR | Characterized Control Valve | Water | Characterized Control Valve (CCV), 1/2", 2-way, Cv 7.4 ¦Valve Actuator, Spring return, AC/DC 24 V, 2...10 V, modulating | 543.00
B214B+TFRB24-SR-S | Characterized Control Valve | Water | Characterized Control Valve (CCV), 1/2", 2-way, Cv 7.4 ¦Valve Actuator, Spring return, AC/DC 24 V, 2...10 V, 1 x SPDT, modulating | 612.00
B214B+TR24-3 US | Characterized Control Valve | Water | Characterized Control Valve (CCV), 1/2", 2-way, Cv 7.4 ¦Valve Actuator, Non fail-safe, AC 24 V, On/Off, Floating point | 251.00
B214B+TR24-3/300 US | Characterized Control Valve | Water | Characterized Control Valve (CCV), 1/2", 2-way, Cv 7.4 ¦Valve Actuator, Non fail-safe, AC 24 V, On/Off | 276.00
B214B+TR24-3/500 US | Characterized Control Valve | Water | Characterized Control Valve (CCV), 1/2", 2-way, Cv 7.4 ¦Valve Actuator, Non fail-safe, AC 24 V, On/Off | 308.00
B214B+TR24-3-T US | Characterized Control Valve | Water | Characterized Control Valve (CCV), 1/2", 2-way, Cv 7.4 ¦Valve Actuator, Non fail-safe, AC 24 V, On/Off, Floating point, terminals | 237.00
B214B+TR24-SR US | Characterized Control Valve | Water | Characterized Control Valve (CCV), 1/2", 2-way, Cv 7.4 ¦Valve Actuator, Non fail-safe, AC/DC 24 V, 2...10 V, modulating | 362.00
B214B+TR24-SR/300 US | Characterized Control Valve | Water | Characterized Control Valve (CCV), 1/2", 2-way, Cv 7.4 ¦Valve Actuator, Non fail-safe, AC/DC 24 V, 2...10 V, modulating | 396.00
B214B+TR24-SR/500 US | Characterized Control Valve | Water | Characterized Control Valve (CCV), 1/2", 2-way, Cv 7.4 ¦Valve Actuator, Non fail-safe, AC/DC 24 V, 2...10 V, modulating | 421.00
B214B+TR24-SR-T US | Characterized Control Valve | Water | Characterized Control Valve (CCV), 1/2", 2-way, Cv 7.4 ¦Valve Actuator, Non fail-safe, AC/DC 24 V, 2...10 V, terminals, modulating | 344.00
B215 | Characterized Control Valve | Water | Characterized Control Valve (CCV), 1/2", 2-way, Cv 10 | 134.00
B215+LF120 US | Characterized Control Valve | Water | Characterized Control Valve (CCV), 1/2", 2-way, Cv 10 ¦Valve Actuator, Spring return, AC 120 V, On/Off | 576.00
B215+LF120-S US | Characterized Control Valve | Water | Characterized Control Valve (CCV), 1/2", 2-way, Cv 10 ¦Valve Actuator, Spring return, AC 120 V, On/Off, 1 x SPDT | 646.00
B215+LF24 US | Characterized Control Valve | Water | Characterized Control Valve (CCV), 1/2", 2-way, Cv 10 ¦Valve Actuator, Spring return, AC/DC 24 V, On/Off | 527.00
B215+LF24-3 US | Characterized Control Valve | Water | Characterized Control Valve (CCV), 1/2", 2-way, Cv 10 ¦Valve Actuator, Spring return, AC/DC 24 V, On/Off, Floating point | 659.00
B215+LF24-MFT US | Characterized Control Valve | Water | Characterized Control Valve (CCV), 1/2", 2-way, Cv 10 ¦Configurable Valve Actuator, Spring return, AC/DC 24 V, 2...10 V, MFT/programmable | 788.00
B215+LF24-MFT-S US | Characterized Control Valve | Water | Characterized Control Valve (CCV), 1/2", 2-way, Cv 10 ¦Configurable Valve Actuator, Spring return, AC/DC 24 V, 2...10 V, 1 x SPDT, MFT/programmable | 857.00
B215+LF24-S US | Characterized Control Valve | Water | Characterized Control Valve (CCV), 1/2", 2-way, Cv 10 ¦Valve Actuator, Spring return, AC/DC 24 V, On/Off, 1 x SPDT | 597.00
B215+LF24-SR US | Characterized Control Valve | Water | Characterized Control Valve (CCV), 1/2", 2-way, Cv 10 ¦Valve Actuator, Spring return, AC/DC 24 V, 2...10 V, modulating | 679.00
B215+LF24-SR-S US | Characterized Control Valve | Water | Characterized Control Valve (CCV), 1/2", 2-way, Cv 10 ¦Valve Actuator, Spring return, AC/DC 24 V, 2...10 V, 1 x SPDT, modulating | 750.00
B215+LRB120-3 | Characterized Control Valve | Water | Characterized Control Valve (CCV), 1/2", 2-way, Cv 10 ¦Valve Actuator, Non fail-safe, AC 100...240 V, On/Off, Floating point | 415.00
B215+LRB24-3 | Characterized Control Valve | Water | Characterized Control Valve (CCV), 1/2", 2-way, Cv 10 ¦Valve Actuator, Non fail-safe, AC/DC 24 V, On/Off, Floating point | 370.00
B215+LRB24-3-S | Characterized Control Valve | Water | Characterized Control Valve (CCV), 1/2", 2-way, Cv 10 ¦Valve Actuator, Non fail-safe, AC/DC 24 V, On/Off, Floating point, 1 x SPDT | 473.00
B215+LRB24-3-T | Characterized Control Valve | Water | Characterized Control Valve (CCV), 1/2", 2-way, Cv 10 ¦Valve Actuator, Non fail-safe, AC/DC 24 V, On/Off, Floating point, terminals | 356.00
B215+LRB24-MFT | Characterized Control Valve | Water | Characterized Control Valve (CCV), 1/2", 2-way, Cv 10 ¦Valve Actuator, Non fail-safe, AC/DC 24 V, 2...10 V, MFT/programmable | 646.00
B215+LRB24-SR | Characterized Control Valve | Water | Characterized Control Valve (CCV), 1/2", 2-way, Cv 10 ¦Valve Actuator, Non fail-safe, AC/DC 24 V, 2...10 V, modulating | 488.00
B215+LRB24-SR-T | Characterized Control Valve | Water | Characterized Control Valve (CCV), 1/2", 2-way, Cv 10 ¦Valve Actuator, Non fail-safe, AC/DC 24 V, 2...10 V, terminals, modulating | 464.00
B215+LRCB24-3 | Characterized Control Valve | Water | Characterized Control Valve (CCV), 1/2", 2-way, Cv 10 ¦Valve Actuator, Non fail-safe, AC/DC 24 V, On/Off, Floating point | 405.00
B215+LRQX24-1 | Characterized Control Valve | Water | Characterized Control Valve (CCV), 1/2", 2-way, Cv 10 ¦Configurable Valve Actuator, Non fail-safe, AC/DC 24 V, On/Off | 774.00
B215+LRQX24-MFT | Characterized Control Valve | Water | Characterized Control Valve (CCV), 1/2", 2-way, Cv 10 ¦Configurable Valve Actuator, Non fail-safe, AC/DC 24 V, 2...10 V, MFT/programmable | 830.00
B215+LRX120-3 | Characterized Control Valve | Water | Characterized Control Valve (CCV), 1/2", 2-way, Cv 10 ¦Configurable Valve Actuator, Non fail-safe, AC 100...240 V, On/Off, Floating point | 415.00
B215+LRX120-SR | Characterized Control Valve | Water | Characterized Control Valve (CCV), 1/2", 2-way, Cv 10 ¦Configurable Valve Actuator, Non fail-safe, AC 100...240 V, 2...10 V, modulating | 523.00
B215+LRX24-3 | Characterized Control Valve | Water | Characterized Control Valve (CCV), 1/2", 2-way, Cv 10 ¦Configurable Valve Actuator, Non fail-safe, AC/DC 24 V, On/Off, Floating point | 370.00
B215+LRX24-3-S | Characterized Control Valve | Water | Characterized Control Valve (CCV), 1/2", 2-way, Cv 10 ¦Configurable Valve Actuator, Non fail-safe, AC/DC 24 V, On/Off, Floating point, 1 x SPDT | 473.00
B215+LRX24-3-T | Characterized Control Valve | Water | Characterized Control Valve (CCV), 1/2", 2-way, Cv 10 ¦Configurable Valve Actuator, Non fail-safe, AC/DC 24 V, On/Off, Floating point, terminals | 356.00
B215+LRX24-MFT | Characterized Control Valve | Water | Characterized Control Valve (CCV), 1/2", 2-way, Cv 10 ¦Configurable Valve Actuator, Non fail-safe, AC/DC 24 V, 2...10 V, MFT/programmable | 646.00
B215+LRX24-MFT95 | Characterized Control Valve | Water | Characterized Control Valve (CCV), 1/2", 2-way, Cv 10 ¦Configurable Valve Actuator, Non fail-safe, AC/DC 24 V, 0...135 Ω, MFT/programmable | 755.00
B215+LRX24-PC | Characterized Control Valve | Water | Characterized Control Valve (CCV), 1/2", 2-way, Cv 10 ¦Configurable Valve Actuator, Non fail-safe, AC/DC 24 V, 0...20 V PhC, modulating | 755.00
B215+LRX24-SR | Characterized Control Valve | Water | Characterized Control Valve (CCV), 1/2", 2-way, Cv 10 ¦Configurable Valve Actuator, Non fail-safe, AC/DC 24 V, 2...10 V, modulating | 488.00
B215+LRX24-SR-T | Characterized Control Valve | Water | Characterized Control Valve (CCV), 1/2", 2-way, Cv 10 ¦Configurable Valve Actuator, Non fail-safe, AC/DC 24 V, 2...10 V, terminals, modulating | 464.00
B215+NRX24-3-T N4 | Characterized Control Valve | Water | Characterized Control Valve (CCV), 1/2", 2-way, Cv 10 ¦Configurable Valve Actuator, Non fail-safe, AC/DC 24 V, On/Off, Floating point, NEMA 4X, terminals | 710.00
B215+NRX24-MFT-T N4 | Characterized Control Valve | Water | Characterized Control Valve (CCV), 1/2", 2-way, Cv 10 ¦Configurable Valve Actuator, Non fail-safe, AC/DC 24 V, 2...10 V, NEMA 4X, terminals | 983.00
B215+NRX24-SR-T N4 | Characterized Control Valve | Water | Characterized Control Valve (CCV), 1/2", 2-way, Cv 10 ¦Configurable Valve Actuator, Non fail-safe, AC/DC 24 V, 2...10 V, NEMA 4X, terminals | 828.00
B215+TFRB120 | Characterized Control Valve | Water | Characterized Control Valve (CCV), 1/2", 2-way, Cv 10 ¦Valve Actuator, Spring return, AC 100...240 V, On/Off | 521.00
B215+TFRB120-S | Characterized Control Valve | Water | Characterized Control Valve (CCV), 1/2", 2-way, Cv 10 ¦Valve Actuator, Spring return, AC 100...240 V, On/Off, 1 x SPDT | 591.00
B215+TFRB24 | Characterized Control Valve | Water | Characterized Control Valve (CCV), 1/2", 2-way, Cv 10 ¦Valve Actuator, Spring return, AC/DC 24 V, On/Off | 466.00
B215+TFRB24-3 | Characterized Control Valve | Water | Characterized Control Valve (CCV), 1/2", 2-way, Cv 10 ¦Valve Actuator, Spring return, AC/DC 24 V, Floating point | 526.00
B215+TFRB24-3-S | Characterized Control Valve | Water | Characterized Control Valve (CCV), 1/2", 2-way, Cv 10 ¦Valve Actuator, Spring return, AC/DC 24 V, Floating point, 1 x SPDT | 596.00
B215+TFRB24-S | Characterized Control Valve | Water | Characterized Control Valve (CCV), 1/2", 2-way, Cv 10 ¦Valve Actuator, Spring return, AC/DC 24 V, On/Off, 1 x SPDT | 534.00
B215+TFRB24-SR | Characterized Control Valve | Water | Characterized Control Valve (CCV), 1/2", 2-way, Cv 10 ¦Valve Actuator, Spring return, AC/DC 24 V, 2...10 V, modulating | 564.00
B215+TFRB24-SR-S | Characterized Control Valve | Water | Characterized Control Valve (CCV), 1/2", 2-way, Cv 10 ¦Valve Actuator, Spring return, AC/DC 24 V, 2...10 V, 1 x SPDT, modulating | 635.00
B215+TFRX120 | Characterized Control Valve | Water | Characterized Control Valve (CCV), 1/2", 2-way, Cv 10 ¦Configurable Valve Actuator, Spring return, AC 100...240 V, On/Off | 521.00
B215+TFRX120-S | Characterized Control Valve | Water | Characterized Control Valve (CCV), 1/2", 2-way, Cv 10 ¦Configurable Valve Actuator, Spring return, AC 100...240 V, On/Off, 1 x SPDT | 591.00
B215+TFRX24 | Characterized Control Valve | Water | Characterized Control Valve (CCV), 1/2", 2-way, Cv 10 ¦Configurable Valve Actuator, Spring return, AC/DC 24 V, On/Off | 466.00
B215+TFRX24-3 | Characterized Control Valve | Water | Characterized Control Valve (CCV), 1/2", 2-way, Cv 10 ¦Configurable Valve Actuator, Spring return, AC/DC 24 V, Floating point | 526.00
B215+TFRX24-3-S | Characterized Control Valve | Water | Characterized Control Valve (CCV), 1/2", 2-way, Cv 10 ¦Configurable Valve Actuator, Spring return, AC/DC 24 V, Floating point, 1 x SPDT | 596.00
B215+TFRX24-MFT | Characterized Control Valve | Water | Characterized Control Valve (CCV), 1/2", 2-way, Cv 10 ¦Configurable Valve Actuator, Spring return, AC/DC 24 V, 2...10 V, MFT/programmable | 655.00
B215+TFRX24-S | Characterized Control Valve | Water | Characterized Control Valve (CCV), 1/2", 2-way, Cv 10 ¦Configurable Valve Actuator, Spring return, AC/DC 24 V, On/Off, 1 x SPDT | 534.00
B215+TFRX24-SR | Characterized Control Valve | Water | Characterized Control Valve (CCV), 1/2", 2-way, Cv 10 ¦Configurable Valve Actuator, Spring return, AC/DC 24 V, 2...10 V, modulating | 564.00
B215+TFRX24-SR-S | Characterized Control Valve | Water | Characterized Control Valve (CCV), 1/2", 2-way, Cv 10 ¦Configurable Valve Actuator, Spring return, AC/DC 24 V, 2...10 V, 1 x SPDT, modulating | 635.00
B215+TR24-3 US | Characterized Control Valve | Water | Characterized Control Valve (CCV), 1/2", 2-way, Cv 10 ¦Valve Actuator, Non fail-safe, AC 24 V, On/Off, Floating point | 304.00
B215+TR24-3/300 US | Characterized Control Valve | Water | Characterized Control Valve (CCV), 1/2", 2-way, Cv 10 ¦Valve Actuator, Non fail-safe, AC 24 V, On/Off | 320.00
B215+TR24-3/500 US | Characterized Control Valve | Water | Characterized Control Valve (CCV), 1/2", 2-way, Cv 10 ¦Valve Actuator, Non fail-safe, AC 24 V, On/Off | 344.00
B215+TR24-3-T US | Characterized Control Valve | Water | Characterized Control Valve (CCV), 1/2", 2-way, Cv 10 ¦Valve Actuator, Non fail-safe, AC 24 V, On/Off, Floating point, terminals | 282.00
B215+TR24-SR US | Characterized Control Valve | Water | Characterized Control Valve (CCV), 1/2", 2-way, Cv 10 ¦Valve Actuator, Non fail-safe, AC/DC 24 V, 2...10 V, modulating | 433.00
B215+TR24-SR/300 US | Characterized Control Valve | Water | Characterized Control Valve (CCV), 1/2", 2-way, Cv 10 ¦Valve Actuator, Non fail-safe, AC/DC 24 V, 2...10 V, modulating | 443.00
B215+TR24-SR/500 US | Characterized Control Valve | Water | Characterized Control Valve (CCV), 1/2", 2-way, Cv 10 ¦Valve Actuator, Non fail-safe, AC/DC 24 V, 2...10 V, modulating | 474.00
B215+TR24-SR-T US | Characterized Control Valve | Water | Characterized Control Valve (CCV), 1/2", 2-way, Cv 10 ¦Valve Actuator, Non fail-safe, AC/DC 24 V, 2...10 V, terminals, modulating | 415.00
B2150VB-055+AMB24-3-X1 | Ball Valve - VB | Water | Ball Valve (VB), 1 1/2", 2-way, ANSI Class 300, Cv 55 ¦Valve Actuator, Non fail-safe, AC/DC 24 V, On/Off, Floating point | 3690.00
B2150VB-055+AMX24-MFT-X1 | Ball Valve - VB | Water | Ball Valve (VB), 1 1/2", 2-way, ANSI Class 300, Cv 55 ¦Configurable Valve Actuator, Non fail-safe, AC/DC 24 V, 2...10 V, MFT/programmable | 3955.00
B2150VB-055+NFB24-X1 | Ball Valve - VB | Water | Ball Valve (VB), 1 1/2", 2-way, ANSI Class 300, Cv 55 ¦Valve Actuator, Spring return, AC/DC 24 V, On/Off | 3793.00
B2150VB-055+NFBUP-S-X1 | Ball Valve - VB | Water | Ball Valve (VB), 1 1/2", 2-way, ANSI Class 300, Cv 55 ¦Valve Actuator, Spring return, AC 24...240 V / DC 24...125 V, On/Off, 2 x SPDT | 3984.00
B2150VB-055+NFBUP-X1 | Ball Valve - VB | Water | Ball Valve (VB), 1 1/2", 2-way, ANSI Class 300, Cv 55 ¦Valve Actuator, Spring return, AC 24...240 V / DC 24...125 V, On/Off | 3869.00
B2150VB-055+NFX24-MFT-S-X1 | Ball Valve - VB | Water | Ball Valve (VB), 1 1/2", 2-way, ANSI Class 300, Cv 55 ¦Configurable Valve Actuator, Spring return, AC/DC 24 V, 2...10 V, 2 x SPDT, MFT/programmable | 4187.00
B2150VB-055+NFX24-MFT-X1 | Ball Valve - VB | Water | Ball Valve (VB), 1 1/2", 2-way, ANSI Class 300, Cv 55 ¦Configurable Valve Actuator, Spring return, AC/DC 24 V, 2...10 V, MFT/programmable | 4070.00
B2150VB-055+PKRXUP-MFT-T | Ball Valve - VB | Water | Ball Valve (VB), 1 1/2", 2-way, ANSI Class 300, Cv 55 ¦Configurable Valve Actuator, Electronic fail-safe, AC 24...240 V / DC 24...125 V, 2...10 V, 2 x SPDT, terminals, BACnet MS/TP Modbus RTU MP-Bus, MFT/programmable | 8021.00
B2150VB-055+PRBUP-3-T | Ball Valve - VB | Water | Ball Valve (VB), 1 1/2", 2-way, ANSI Class 300, Cv 55 ¦Valve Actuator, Non fail-safe, AC 24...240 V / DC 24...125 V, On/Off, Floating point, 2 x SPDT, terminals | 5773.00
B2150VB-055+PRXUP-MFT-T | Ball Valve - VB | Water | Ball Valve (VB), 1 1/2", 2-way, ANSI Class 300, Cv 55 ¦Configurable Valve Actuator, Non fail-safe, AC 24...240 V / DC 24...125 V, 2...10 V, 2 x SPDT, terminals, BACnet MS/TP Modbus RTU MP-Bus, MFT/programmable | 7344.00
B215B | Characterized Control Valve | Water | Characterized Control Valve (CCV), 1/2", 2-way, Cv 10 | 100.00
B215B+LF120 US | Characterized Control Valve | Water | Characterized Control Valve (CCV), 1/2", 2-way, Cv 10 ¦Valve Actuator, Spring return, AC 120 V, On/Off | 592.00
B215B+LF120-S US | Characterized Control Valve | Water | Characterized Control Valve (CCV), 1/2", 2-way, Cv 10 ¦Valve Actuator, Spring return, AC 120 V, On/Off, 1 x SPDT | 660.00
B215B+LF24 US | Characterized Control Valve | Water | Characterized Control Valve (CCV), 1/2", 2-way, Cv 10 ¦Valve Actuator, Spring return, AC/DC 24 V, On/Off | 513.00
B215B+LF24-3 US | Characterized Control Valve | Water | Characterized Control Valve (CCV), 1/2", 2-way, Cv 10 ¦Valve Actuator, Spring return, AC/DC 24 V, On/Off, Floating point | 646.00
B215B+LF24-3-S US | Characterized Control Valve | Water | Characterized Control Valve (CCV), 1/2", 2-way, Cv 10 ¦Valve Actuator, Spring return, AC/DC 24 V, On/Off, Floating point, 1 x SPDT | 717.00
B215B+LF24-S US | Characterized Control Valve | Water | Characterized Control Valve (CCV), 1/2", 2-way, Cv 10 ¦Valve Actuator, Spring return, AC/DC 24 V, On/Off, 1 x SPDT | 583.00
B215B+LF24-SR US | Characterized Control Valve | Water | Characterized Control Valve (CCV), 1/2", 2-way, Cv 10 ¦Valve Actuator, Spring return, AC/DC 24 V, 2...10 V, modulating | 663.00
B215B+LF24-SR-S US | Characterized Control Valve | Water | Characterized Control Valve (CCV), 1/2", 2-way, Cv 10 ¦Valve Actuator, Spring return, AC/DC 24 V, 2...10 V, 1 x SPDT, modulating | 732.00
B215B+LRB120-3 | Characterized Control Valve | Water | Characterized Control Valve (CCV), 1/2", 2-way, Cv 10 ¦Valve Actuator, Non fail-safe, AC 100...240 V, On/Off, Floating point | 365.00
B215B+LRB24-3 | Characterized Control Valve | Water | Characterized Control Valve (CCV), 1/2", 2-way, Cv 10 ¦Valve Actuator, Non fail-safe, AC/DC 24 V, On/Off, Floating point | 325.00
B215B+LRB24-3-S | Characterized Control Valve | Water | Characterized Control Valve (CCV), 1/2", 2-way, Cv 10 ¦Valve Actuator, Non fail-safe, AC/DC 24 V, On/Off, Floating point, 1 x SPDT | 428.00
B215B+LRB24-3-T | Characterized Control Valve | Water | Characterized Control Valve (CCV), 1/2", 2-way, Cv 10 ¦Valve Actuator, Non fail-safe, AC/DC 24 V, On/Off, Floating point, terminals | 309.00
B215B+LRB24-SR | Characterized Control Valve | Water | Characterized Control Valve (CCV), 1/2", 2-way, Cv 10 ¦Valve Actuator, Non fail-safe, AC/DC 24 V, 2...10 V, modulating | 475.00
B215B+LRB24-SR-T | Characterized Control Valve | Water | Characterized Control Valve (CCV), 1/2", 2-way, Cv 10 ¦Valve Actuator, Non fail-safe, AC/DC 24 V, 2...10 V, terminals, modulating | 467.00
B215B+TFRB120 | Characterized Control Valve | Water | Characterized Control Valve (CCV), 1/2", 2-way, Cv 10 ¦Valve Actuator, Spring return, AC 100...240 V, On/Off | 499.00
B215B+TFRB120-S | Characterized Control Valve | Water | Characterized Control Valve (CCV), 1/2", 2-way, Cv 10 ¦Valve Actuator, Spring return, AC 100...240 V, On/Off, 1 x SPDT | 569.00
B215B+TFRB24 | Characterized Control Valve | Water | Characterized Control Valve (CCV), 1/2", 2-way, Cv 10 ¦Valve Actuator, Spring return, AC/DC 24 V, On/Off | 444.00
B215B+TFRB24-3 | Characterized Control Valve | Water | Characterized Control Valve (CCV), 1/2", 2-way, Cv 10 ¦Valve Actuator, Spring return, AC/DC 24 V, Floating point | 507.00
B215B+TFRB24-3-S | Characterized Control Valve | Water | Characterized Control Valve (CCV), 1/2", 2-way, Cv 10 ¦Valve Actuator, Spring return, AC/DC 24 V, Floating point, 1 x SPDT | 575.00
B215B+TFRB24-S | Characterized Control Valve | Water | Characterized Control Valve (CCV), 1/2", 2-way, Cv 10 ¦Valve Actuator, Spring return, AC/DC 24 V, On/Off, 1 x SPDT | 514.00
B215B+TFRB24-SR | Characterized Control Valve | Water | Characterized Control Valve (CCV), 1/2", 2-way, Cv 10 ¦Valve Actuator, Spring return, AC/DC 24 V, 2...10 V, modulating | 543.00
B215B+TFRB24-SR-S | Characterized Control Valve | Water | Characterized Control Valve (CCV), 1/2", 2-way, Cv 10 ¦Valve Actuator, Spring return, AC/DC 24 V, 2...10 V, 1 x SPDT, modulating | 612.00
B215B+TR24-3 US | Characterized Control Valve | Water | Characterized Control Valve (CCV), 1/2", 2-way, Cv 10 ¦Valve Actuator, Non fail-safe, AC 24 V, On/Off, Floating point | 251.00
B215B+TR24-3/300 US | Characterized Control Valve | Water | Characterized Control Valve (CCV), 1/2", 2-way, Cv 10 ¦Valve Actuator, Non fail-safe, AC 24 V, On/Off | 278.00
B215B+TR24-3/500 US | Characterized Control Valve | Water | Characterized Control Valve (CCV), 1/2", 2-way, Cv 10 ¦Valve Actuator, Non fail-safe, AC 24 V, On/Off | 306.00
B215B+TR24-3-T US | Characterized Control Valve | Water | Characterized Control Valve (CCV), 1/2", 2-way, Cv 10 ¦Valve Actuator, Non fail-safe, AC 24 V, On/Off, Floating point, terminals | 237.00
B215B+TR24-SR US | Characterized Control Valve | Water | Characterized Control Valve (CCV), 1/2", 2-way, Cv 10 ¦Valve Actuator, Non fail-safe, AC/DC 24 V, 2...10 V, modulating | 362.00
B215B+TR24-SR/300 US | Characterized Control Valve | Water | Characterized Control Valve (CCV), 1/2", 2-way, Cv 10 ¦Valve Actuator, Non fail-safe, AC/DC 24 V, 2...10 V, modulating | 395.00
B215B+TR24-SR/500 US | Characterized Control Valve | Water | Characterized Control Valve (CCV), 1/2", 2-way, Cv 10 ¦Valve Actuator, Non fail-safe, AC/DC 24 V, 2...10 V, modulating | 419.00
B215B+TR24-SR-T US | Characterized Control Valve | Water | Characterized Control Valve (CCV), 1/2", 2-way, Cv 10 ¦Valve Actuator, Non fail-safe, AC/DC 24 V, 2...10 V, terminals, modulating | 344.00
B215HT029 | Characterized Control Valve | Water | Characterized Control Valve (HTCCV), 1/2", 2-way, Cv 0.29 | 163.00
B215HT029+LRB24-3 | HTCCV | Water | Characterized Control Valve (HTCCV), 1/2", 2-way, Cv 0.29 ¦Valve Actuator, Non fail-safe, AC/DC 24 V, On/Off, Floating point | 427.00
B215HT029+LRB24-3-S | HTCCV | Water | Characterized Control Valve (HTCCV), 1/2", 2-way, Cv 0.29 ¦Valve Actuator, Non fail-safe, AC/DC 24 V, On/Off, Floating point, 1 x SPDT | 536.00
B215HT029+LRB24-SR | HTCCV | Water | Characterized Control Valve (HTCCV), 1/2", 2-way, Cv 0.29 ¦Valve Actuator, Non fail-safe, AC/DC 24 V, 2...10 V, modulating | 558.00
B215HT029+LRX24-MFT | HTCCV | Water | Characterized Control Valve (HTCCV), 1/2", 2-way, Cv 0.29 ¦Configurable Valve Actuator, Non fail-safe, AC/DC 24 V, 2...10 V, MFT/programmable | 753.00
B215HT029+TFRB120 | HTCCV | Water | Characterized Control Valve (HTCCV), 1/2", 2-way, Cv 0.29 ¦Valve Actuator, Spring return, AC 100...240 V, On/Off | 609.00
B215HT029+TFRB120-S | HTCCV | Water | Characterized Control Valve (HTCCV), 1/2", 2-way, Cv 0.29 ¦Valve Actuator, Spring return, AC 100...240 V, On/Off, 1 x SPDT | 681.00
B215HT029+TFRB24 | HTCCV | Water | Characterized Control Valve (HTCCV), 1/2", 2-way, Cv 0.29 ¦Valve Actuator, Spring return, AC/DC 24 V, On/Off | 538.00
B215HT029+TFRB24-3 | HTCCV | Water | Characterized Control Valve (HTCCV), 1/2", 2-way, Cv 0.29 ¦Valve Actuator, Spring return, AC/DC 24 V, Floating point | 635.00
B215HT029+TFRB24-S | HTCCV | Water | Characterized Control Valve (HTCCV), 1/2", 2-way, Cv 0.29 ¦Valve Actuator, Spring return, AC/DC 24 V, On/Off, 1 x SPDT | 613.00
B215HT029+TFRB24-SR | HTCCV | Water | Characterized Control Valve (HTCCV), 1/2", 2-way, Cv 0.29 ¦Valve Actuator, Spring return, AC/DC 24 V, 2...10 V, modulating | 689.00
B215HT029+TFRB24-SR-S | HTCCV | Water | Characterized Control Valve (HTCCV), 1/2", 2-way, Cv 0.29 ¦Valve Actuator, Spring return, AC/DC 24 V, 2...10 V, 1 x SPDT, modulating | 764.00
B215HT029+TFRX24-MFT | HTCCV | Water | Characterized Control Valve (HTCCV), 1/2", 2-way, Cv 0.29 ¦Configurable Valve Actuator, Spring return, AC/DC 24 V, 2...10 V, MFT/programmable | 779.00
B215HT029+TFRX24-MFT-S | HTCCV | Water | Characterized Control Valve (HTCCV), 1/2", 2-way, Cv 0.29 ¦Configurable Valve Actuator, Spring return, AC/DC 24 V, 2...10 V, 1 x SPDT, MFT/programmable | 855.00
B215HT029+TR24-3 US | HTCCV | Water | Characterized Control Valve (HTCCV), 1/2", 2-way, Cv 0.29 ¦Valve Actuator, Non fail-safe, AC 24 V, On/Off, Floating point | 371.00
B215HT029+TR24-SR US | HTCCV | Water | Characterized Control Valve (HTCCV), 1/2", 2-way, Cv 0.29 ¦Valve Actuator, Non fail-safe, AC/DC 24 V, 2...10 V, modulating | 532.00
B215HT046 | Characterized Control Valve | Water | Characterized Control Valve (HTCCV), 1/2", 2-way, Cv 0.46 | 163.00
B215HT046+LRB24-3 | HTCCV | Water | Characterized Control Valve (HTCCV), 1/2", 2-way, Cv 0.46 ¦Valve Actuator, Non fail-safe, AC/DC 24 V, On/Off, Floating point | 427.00
B215HT046+LRB24-3-S | HTCCV | Water | Characterized Control Valve (HTCCV), 1/2", 2-way, Cv 0.46 ¦Valve Actuator, Non fail-safe, AC/DC 24 V, On/Off, Floating point, 1 x SPDT | 536.00
B215HT046+LRB24-SR | HTCCV | Water | Characterized Control Valve (HTCCV), 1/2", 2-way, Cv 0.46 ¦Valve Actuator, Non fail-safe, AC/DC 24 V, 2...10 V, modulating | 558.00
B215HT046+LRX24-MFT | HTCCV | Water | Characterized Control Valve (HTCCV), 1/2", 2-way, Cv 0.46 ¦Configurable Valve Actuator, Non fail-safe, AC/DC 24 V, 2...10 V, MFT/programmable | 753.00
B215HT046+TFRB120 | HTCCV | Water | Characterized Control Valve (HTCCV), 1/2", 2-way, Cv 0.46 ¦Valve Actuator, Spring return, AC 100...240 V, On/Off | 609.00
B215HT046+TFRB120-S | HTCCV | Water | Characterized Control Valve (HTCCV), 1/2", 2-way, Cv 0.46 ¦Valve Actuator, Spring return, AC 100...240 V, On/Off, 1 x SPDT | 681.00
B215HT046+TFRB24 | HTCCV | Water | Characterized Control Valve (HTCCV), 1/2", 2-way, Cv 0.46 ¦Valve Actuator, Spring return, AC/DC 24 V, On/Off | 538.00
B215HT046+TFRB24-3 | HTCCV | Water | Characterized Control Valve (HTCCV), 1/2", 2-way, Cv 0.46 ¦Valve Actuator, Spring return, AC/DC 24 V, Floating point | 635.00
B215HT046+TFRB24-S | HTCCV | Water | Characterized Control Valve (HTCCV), 1/2", 2-way, Cv 0.46 ¦Valve Actuator, Spring return, AC/DC 24 V, On/Off, 1 x SPDT | 613.00
B215HT046+TFRB24-SR | HTCCV | Water | Characterized Control Valve (HTCCV), 1/2", 2-way, Cv 0.46 ¦Valve Actuator, Spring return, AC/DC 24 V, 2...10 V, modulating | 689.00
B215HT046+TFRB24-SR-S | HTCCV | Water | Characterized Control Valve (HTCCV), 1/2", 2-way, Cv 0.46 ¦Valve Actuator, Spring return, AC/DC 24 V, 2...10 V, 1 x SPDT, modulating | 764.00
B215HT046+TFRX24-MFT | HTCCV | Water | Characterized Control Valve (HTCCV), 1/2", 2-way, Cv 0.46 ¦Configurable Valve Actuator, Spring return, AC/DC 24 V, 2...10 V, MFT/programmable | 779.00
B215HT046+TFRX24-MFT-S | HTCCV | Water | Characterized Control Valve (HTCCV), 1/2", 2-way, Cv 0.46 ¦Configurable Valve Actuator, Spring return, AC/DC 24 V, 2...10 V, 1 x SPDT, MFT/programmable | 855.00
B215HT046+TR24-3 US | HTCCV | Water | Characterized Control Valve (HTCCV), 1/2", 2-way, Cv 0.46 ¦Valve Actuator, Non fail-safe, AC 24 V, On/Off, Floating point | 371.00
B215HT046+TR24-SR US | HTCCV | Water | Characterized Control Valve (HTCCV), 1/2", 2-way, Cv 0.46 ¦Valve Actuator, Non fail-safe, AC/DC 24 V, 2...10 V, modulating | 532.00
B215HT073 | Characterized Control Valve | Water | Characterized Control Valve (HTCCV), 1/2", 2-way, Cv 0.73 | 163.00
B215HT073+LRB24-3 | HTCCV | Water | Characterized Control Valve (HTCCV), 1/2", 2-way, Cv 0.73 ¦Valve Actuator, Non fail-safe, AC/DC 24 V, On/Off, Floating point | 427.00
B215HT073+LRB24-3-S | HTCCV | Water | Characterized Control Valve (HTCCV), 1/2", 2-way, Cv 0.73 ¦Valve Actuator, Non fail-safe, AC/DC 24 V, On/Off, Floating point, 1 x SPDT | 536.00
B215HT073+LRB24-SR | HTCCV | Water | Characterized Control Valve (HTCCV), 1/2", 2-way, Cv 0.73 ¦Valve Actuator, Non fail-safe, AC/DC 24 V, 2...10 V, modulating | 558.00
B215HT073+LRX24-MFT | HTCCV | Water | Characterized Control Valve (HTCCV), 1/2", 2-way, Cv 0.73 ¦Configurable Valve Actuator, Non fail-safe, AC/DC 24 V, 2...10 V, MFT/programmable | 753.00
B215HT073+TFRB120 | HTCCV | Water | Characterized Control Valve (HTCCV), 1/2", 2-way, Cv 0.73 ¦Valve Actuator, Spring return, AC 100...240 V, On/Off | 609.00
B215HT073+TFRB120-S | HTCCV | Water | Characterized Control Valve (HTCCV), 1/2", 2-way, Cv 0.73 ¦Valve Actuator, Spring return, AC 100...240 V, On/Off, 1 x SPDT | 681.00
B215HT073+TFRB24 | HTCCV | Water | Characterized Control Valve (HTCCV), 1/2", 2-way, Cv 0.73 ¦Valve Actuator, Spring return, AC/DC 24 V, On/Off | 538.00
B215HT073+TFRB24-3 | HTCCV | Water | Characterized Control Valve (HTCCV), 1/2", 2-way, Cv 0.73 ¦Valve Actuator, Spring return, AC/DC 24 V, Floating point | 635.00
B215HT073+TFRB24-S | HTCCV | Water | Characterized Control Valve (HTCCV), 1/2", 2-way, Cv 0.73 ¦Valve Actuator, Spring return, AC/DC 24 V, On/Off, 1 x SPDT | 613.00
B215HT073+TFRB24-SR | HTCCV | Water | Characterized Control Valve (HTCCV), 1/2", 2-way, Cv 0.73 ¦Valve Actuator, Spring return, AC/DC 24 V, 2...10 V, modulating | 689.00
B215HT073+TFRB24-SR-S | HTCCV | Water | Characterized Control Valve (HTCCV), 1/2", 2-way, Cv 0.73 ¦Valve Actuator, Spring return, AC/DC 24 V, 2...10 V, 1 x SPDT, modulating | 764.00
B215HT073+TFRX24-MFT | HTCCV | Water | Characterized Control Valve (HTCCV), 1/2", 2-way, Cv 0.73 ¦Configurable Valve Actuator, Spring return, AC/DC 24 V, 2...10 V, MFT/programmable | 779.00
B215HT073+TFRX24-MFT-S | HTCCV | Water | Characterized Control Valve (HTCCV), 1/2", 2-way, Cv 0.73 ¦Configurable Valve Actuator, Spring return, AC/DC 24 V, 2...10 V, 1 x SPDT, MFT/programmable | 855.00
B215HT073+TR24-3 US | HTCCV | Water | Characterized Control Valve (HTCCV), 1/2", 2-way, Cv 0.73 ¦Valve Actuator, Non fail-safe, AC 24 V, On/Off, Floating point | 371.00
B215HT073+TR24-SR US | HTCCV | Water | Characterized Control Valve (HTCCV), 1/2", 2-way, Cv 0.73 ¦Valve Actuator, Non fail-safe, AC/DC 24 V, 2...10 V, modulating | 532.00
B215HT116 | Characterized Control Valve | Water | Characterized Control Valve (HTCCV), 1/2", 2-way, Cv 1.16 | 163.00
B215HT116+LRB24-3 | HTCCV | Water | Characterized Control Valve (HTCCV), 1/2", 2-way, Cv 1.16 ¦Valve Actuator, Non fail-safe, AC/DC 24 V, On/Off, Floating point | 430.00
B215HT116+LRB24-3-S | HTCCV | Water | Characterized Control Valve (HTCCV), 1/2", 2-way, Cv 1.16 ¦Valve Actuator, Non fail-safe, AC/DC 24 V, On/Off, Floating point, 1 x SPDT | 538.00
B215HT116+LRB24-SR | HTCCV | Water | Characterized Control Valve (HTCCV), 1/2", 2-way, Cv 1.16 ¦Valve Actuator, Non fail-safe, AC/DC 24 V, 2...10 V, modulating | 561.00
B215HT116+LRX24-MFT | HTCCV | Water | Characterized Control Valve (HTCCV), 1/2", 2-way, Cv 1.16 ¦Configurable Valve Actuator, Non fail-safe, AC/DC 24 V, 2...10 V, MFT/programmable | 756.00
B215HT116+TFRB120 | HTCCV | Water | Characterized Control Valve (HTCCV), 1/2", 2-way, Cv 1.16 ¦Valve Actuator, Spring return, AC 100...240 V, On/Off | 612.00
B215HT116+TFRB120-S | HTCCV | Water | Characterized Control Valve (HTCCV), 1/2", 2-way, Cv 1.16 ¦Valve Actuator, Spring return, AC 100...240 V, On/Off, 1 x SPDT | 684.00
B215HT116+TFRB24 | HTCCV | Water | Characterized Control Valve (HTCCV), 1/2", 2-way, Cv 1.16 ¦Valve Actuator, Spring return, AC/DC 24 V, On/Off | 540.00
B215HT116+TFRB24-3 | HTCCV | Water | Characterized Control Valve (HTCCV), 1/2", 2-way, Cv 1.16 ¦Valve Actuator, Spring return, AC/DC 24 V, Floating point | 639.00
B215HT116+TFRB24-S | HTCCV | Water | Characterized Control Valve (HTCCV), 1/2", 2-way, Cv 1.16 ¦Valve Actuator, Spring return, AC/DC 24 V, On/Off, 1 x SPDT | 616.00
B215HT116+TFRB24-SR | HTCCV | Water | Characterized Control Valve (HTCCV), 1/2", 2-way, Cv 1.16 ¦Valve Actuator, Spring return, AC/DC 24 V, 2...10 V, modulating | 691.00
B215HT116+TFRB24-SR-S | HTCCV | Water | Characterized Control Valve (HTCCV), 1/2", 2-way, Cv 1.16 ¦Valve Actuator, Spring return, AC/DC 24 V, 2...10 V, 1 x SPDT, modulating | 767.00
B215HT116+TFRX24-MFT | HTCCV | Water | Characterized Control Valve (HTCCV), 1/2", 2-way, Cv 1.16 ¦Configurable Valve Actuator, Spring return, AC/DC 24 V, 2...10 V, MFT/programmable | 782.00
B215HT116+TFRX24-MFT-S | HTCCV | Water | Characterized Control Valve (HTCCV), 1/2", 2-way, Cv 1.16 ¦Configurable Valve Actuator, Spring return, AC/DC 24 V, 2...10 V, 1 x SPDT, MFT/programmable | 857.00
B215HT116+TR24-3 US | HTCCV | Water | Characterized Control Valve (HTCCV), 1/2", 2-way, Cv 1.16 ¦Valve Actuator, Non fail-safe, AC 24 V, On/Off, Floating point | 380.00
B215HT116+TR24-SR US | HTCCV | Water | Characterized Control Valve (HTCCV), 1/2", 2-way, Cv 1.16 ¦Valve Actuator, Non fail-safe, AC/DC 24 V, 2...10 V, modulating | 539.00
B215HT186 | Characterized Control Valve | Water | Characterized Control Valve (HTCCV), 1/2", 2-way, Cv 1.86 | 163.00
B215HT186+LRB24-3 | HTCCV | Water | Characterized Control Valve (HTCCV), 1/2", 2-way, Cv 1.86 ¦Valve Actuator, Non fail-safe, AC/DC 24 V, On/Off, Floating point | 433.00
B215HT186+LRB24-3-S | HTCCV | Water | Characterized Control Valve (HTCCV), 1/2", 2-way, Cv 1.86 ¦Valve Actuator, Non fail-safe, AC/DC 24 V, On/Off, Floating point, 1 x SPDT | 542.00
B215HT186+LRB24-SR | HTCCV | Water | Characterized Control Valve (HTCCV), 1/2", 2-way, Cv 1.86 ¦Valve Actuator, Non fail-safe, AC/DC 24 V, 2...10 V, modulating | 563.00
B215HT186+LRX24-MFT | HTCCV | Water | Characterized Control Valve (HTCCV), 1/2", 2-way, Cv 1.86 ¦Configurable Valve Actuator, Non fail-safe, AC/DC 24 V, 2...10 V, MFT/programmable | 759.00
B215HT186+TFRB120 | HTCCV | Water | Characterized Control Valve (HTCCV), 1/2", 2-way, Cv 1.86 ¦Valve Actuator, Spring return, AC 100...240 V, On/Off | 612.00
B215HT186+TFRB120-S | HTCCV | Water | Characterized Control Valve (HTCCV), 1/2", 2-way, Cv 1.86 ¦Valve Actuator, Spring return, AC 100...240 V, On/Off, 1 x SPDT | 684.00
B215HT186+TFRB24 | HTCCV | Water | Characterized Control Valve (HTCCV), 1/2", 2-way, Cv 1.86 ¦Valve Actuator, Spring return, AC/DC 24 V, On/Off | 540.00
B215HT186+TFRB24-3 | HTCCV | Water | Characterized Control Valve (HTCCV), 1/2", 2-way, Cv 1.86 ¦Valve Actuator, Spring return, AC/DC 24 V, Floating point | 639.00
B215HT186+TFRB24-S | HTCCV | Water | Characterized Control Valve (HTCCV), 1/2", 2-way, Cv 1.86 ¦Valve Actuator, Spring return, AC/DC 24 V, On/Off, 1 x SPDT | 616.00
B215HT186+TFRB24-SR | HTCCV | Water | Characterized Control Valve (HTCCV), 1/2", 2-way, Cv 1.86 ¦Valve Actuator, Spring return, AC/DC 24 V, 2...10 V, modulating | 691.00
B215HT186+TFRB24-SR-S | HTCCV | Water | Characterized Control Valve (HTCCV), 1/2", 2-way, Cv 1.86 ¦Valve Actuator, Spring return, AC/DC 24 V, 2...10 V, 1 x SPDT, modulating | 767.00
B215HT186+TFRX24-MFT | HTCCV | Water | Characterized Control Valve (HTCCV), 1/2", 2-way, Cv 1.86 ¦Configurable Valve Actuator, Spring return, AC/DC 24 V, 2...10 V, MFT/programmable | 782.00
B215HT186+TFRX24-MFT-S | HTCCV | Water | Characterized Control Valve (HTCCV), 1/2", 2-way, Cv 1.86 ¦Configurable Valve Actuator, Spring return, AC/DC 24 V, 2...10 V, 1 x SPDT, MFT/programmable | 857.00
B215HT186+TR24-3 US | HTCCV | Water | Characterized Control Valve (HTCCV), 1/2", 2-way, Cv 1.86 ¦Valve Actuator, Non fail-safe, AC 24 V, On/Off, Floating point | 380.00
B215HT186+TR24-SR US | HTCCV | Water | Characterized Control Valve (HTCCV), 1/2", 2-way, Cv 1.86 ¦Valve Actuator, Non fail-safe, AC/DC 24 V, 2...10 V, modulating | 539.00
B215HT290 | Characterized Control Valve | Water | Characterized Control Valve (HTCCV), 1/2", 2-way, Cv 2.9 | 163.00
B215HT290+LRB24-3 | HTCCV | Water | Characterized Control Valve (HTCCV), 1/2", 2-way, Cv 2.9 ¦Valve Actuator, Non fail-safe, AC/DC 24 V, On/Off, Floating point | 437.00
B215HT290+LRB24-3-S | HTCCV | Water | Characterized Control Valve (HTCCV), 1/2", 2-way, Cv 2.9 ¦Valve Actuator, Non fail-safe, AC/DC 24 V, On/Off, Floating point, 1 x SPDT | 545.00
B215HT290+LRB24-SR | HTCCV | Water | Characterized Control Valve (HTCCV), 1/2", 2-way, Cv 2.9 ¦Valve Actuator, Non fail-safe, AC/DC 24 V, 2...10 V, modulating | 566.00
B215HT290+LRX24-MFT | HTCCV | Water | Characterized Control Valve (HTCCV), 1/2", 2-way, Cv 2.9 ¦Configurable Valve Actuator, Non fail-safe, AC/DC 24 V, 2...10 V, MFT/programmable | 764.00
B215HT290+TFRB120 | HTCCV | Water | Characterized Control Valve (HTCCV), 1/2", 2-way, Cv 2.9 ¦Valve Actuator, Spring return, AC 100...240 V, On/Off | 622.00
B215HT290+TFRB120-S | HTCCV | Water | Characterized Control Valve (HTCCV), 1/2", 2-way, Cv 2.9 ¦Valve Actuator, Spring return, AC 100...240 V, On/Off, 1 x SPDT | 697.00
B215HT290+TFRB24 | HTCCV | Water | Characterized Control Valve (HTCCV), 1/2", 2-way, Cv 2.9 ¦Valve Actuator, Spring return, AC/DC 24 V, On/Off | 551.00
B215HT290+TFRB24-3 | HTCCV | Water | Characterized Control Valve (HTCCV), 1/2", 2-way, Cv 2.9 ¦Valve Actuator, Spring return, AC/DC 24 V, Floating point | 650.00
B215HT290+TFRB24-S | HTCCV | Water | Characterized Control Valve (HTCCV), 1/2", 2-way, Cv 2.9 ¦Valve Actuator, Spring return, AC/DC 24 V, On/Off, 1 x SPDT | 625.00
B215HT290+TFRB24-SR | HTCCV | Water | Characterized Control Valve (HTCCV), 1/2", 2-way, Cv 2.9 ¦Valve Actuator, Spring return, AC/DC 24 V, 2...10 V, modulating | 702.00
B215HT290+TFRB24-SR-S | HTCCV | Water | Characterized Control Valve (HTCCV), 1/2", 2-way, Cv 2.9 ¦Valve Actuator, Spring return, AC/DC 24 V, 2...10 V, 1 x SPDT, modulating | 776.00
B215HT290+TFRX24-MFT | HTCCV | Water | Characterized Control Valve (HTCCV), 1/2", 2-way, Cv 2.9 ¦Configurable Valve Actuator, Spring return, AC/DC 24 V, 2...10 V, MFT/programmable | 794.00
B215HT290+TFRX24-MFT-S | HTCCV | Water | Characterized Control Valve (HTCCV), 1/2", 2-way, Cv 2.9 ¦Configurable Valve Actuator, Spring return, AC/DC 24 V, 2...10 V, 1 x SPDT, MFT/programmable | 868.00
B215HT290+TR24-3 US | HTCCV | Water | Characterized Control Valve (HTCCV), 1/2", 2-way, Cv 2.9 ¦Valve Actuator, Non fail-safe, AC 24 V, On/Off, Floating point | 382.00
B215HT290+TR24-SR US | HTCCV | Water | Characterized Control Valve (HTCCV), 1/2", 2-way, Cv 2.9 ¦Valve Actuator, Non fail-safe, AC/DC 24 V, 2...10 V, modulating | 542.00
B215HT455 | Characterized Control Valve | Water | Characterized Control Valve (HTCCV), 1/2", 2-way, Cv 4.55 | 163.00
B215HT455+LRB24-3 | HTCCV | Water | Characterized Control Valve (HTCCV), 1/2", 2-way, Cv 4.55 ¦Valve Actuator, Non fail-safe, AC/DC 24 V, On/Off, Floating point | 484.00
B215HT455+LRB24-3-S | HTCCV | Water | Characterized Control Valve (HTCCV), 1/2", 2-way, Cv 4.55 ¦Valve Actuator, Non fail-safe, AC/DC 24 V, On/Off, Floating point, 1 x SPDT | 594.00
B215HT455+LRB24-SR | HTCCV | Water | Characterized Control Valve (HTCCV), 1/2", 2-way, Cv 4.55 ¦Valve Actuator, Non fail-safe, AC/DC 24 V, 2...10 V, modulating | 615.00
B215HT455+LRX24-MFT | HTCCV | Water | Characterized Control Valve (HTCCV), 1/2", 2-way, Cv 4.55 ¦Configurable Valve Actuator, Non fail-safe, AC/DC 24 V, 2...10 V, MFT/programmable | 811.00
B215HT455+TFRB120 | HTCCV | Water | Characterized Control Valve (HTCCV), 1/2", 2-way, Cv 4.55 ¦Valve Actuator, Spring return, AC 100...240 V, On/Off | 628.00
B215HT455+TFRB120-S | HTCCV | Water | Characterized Control Valve (HTCCV), 1/2", 2-way, Cv 4.55 ¦Valve Actuator, Spring return, AC 100...240 V, On/Off, 1 x SPDT | 699.00
B215HT455+TFRB24 | HTCCV | Water | Characterized Control Valve (HTCCV), 1/2", 2-way, Cv 4.55 ¦Valve Actuator, Spring return, AC/DC 24 V, On/Off | 558.00
B215HT455+TFRB24-3 | HTCCV | Water | Characterized Control Valve (HTCCV), 1/2", 2-way, Cv 4.55 ¦Valve Actuator, Spring return, AC/DC 24 V, Floating point | 654.00
B215HT455+TFRB24-S | HTCCV | Water | Characterized Control Valve (HTCCV), 1/2", 2-way, Cv 4.55 ¦Valve Actuator, Spring return, AC/DC 24 V, On/Off, 1 x SPDT | 632.00
B215HT455+TFRB24-SR | HTCCV | Water | Characterized Control Valve (HTCCV), 1/2", 2-way, Cv 4.55 ¦Valve Actuator, Spring return, AC/DC 24 V, 2...10 V, modulating | 708.00
B215HT455+TFRB24-SR-S | HTCCV | Water | Characterized Control Valve (HTCCV), 1/2", 2-way, Cv 4.55 ¦Valve Actuator, Spring return, AC/DC 24 V, 2...10 V, 1 x SPDT, modulating | 780.00
B215HT455+TFRX24-MFT | HTCCV | Water | Characterized Control Valve (HTCCV), 1/2", 2-way, Cv 4.55 ¦Configurable Valve Actuator, Spring return, AC/DC 24 V, 2...10 V, MFT/programmable | 798.00
B215HT455+TFRX24-MFT-S | HTCCV | Water | Characterized Control Valve (HTCCV), 1/2", 2-way, Cv 4.55 ¦Configurable Valve Actuator, Spring return, AC/DC 24 V, 2...10 V, 1 x SPDT, MFT/programmable | 873.00
B215HT455+TR24-3 US | HTCCV | Water | Characterized Control Valve (HTCCV), 1/2", 2-way, Cv 4.55 ¦Valve Actuator, Non fail-safe, AC 24 V, On/Off, Floating point | 387.00
B215HT455+TR24-SR US | HTCCV | Water | Characterized Control Valve (HTCCV), 1/2", 2-way, Cv 4.55 ¦Valve Actuator, Non fail-safe, AC/DC 24 V, 2...10 V, modulating | 546.00
B216 | Characterized Control Valve | Water | Characterized Control Valve (CCV), 1/2", 2-way, Cv 16 | 136.00
B216+LF120 US | Characterized Control Valve | Water | Characterized Control Valve (CCV), 1/2", 2-way, Cv 16 ¦Valve Actuator, Spring return, AC 120 V, On/Off | 590.00
B216+LF120-S US | Characterized Control Valve | Water | Characterized Control Valve (CCV), 1/2", 2-way, Cv 16 ¦Valve Actuator, Spring return, AC 120 V, On/Off, 1 x SPDT | 663.00
B216+LF24 US | Characterized Control Valve | Water | Characterized Control Valve (CCV), 1/2", 2-way, Cv 16 ¦Valve Actuator, Spring return, AC/DC 24 V, On/Off | 532.00
B216+LF24-3 US | Characterized Control Valve | Water | Characterized Control Valve (CCV), 1/2", 2-way, Cv 16 ¦Valve Actuator, Spring return, AC/DC 24 V, On/Off, Floating point | 663.00
B216+LF24-3-S US | Characterized Control Valve | Water | Characterized Control Valve (CCV), 1/2", 2-way, Cv 16 ¦Valve Actuator, Spring return, AC/DC 24 V, On/Off, Floating point, 1 x SPDT | 732.00
B216+LF24-MFT US | Characterized Control Valve | Water | Characterized Control Valve (CCV), 1/2", 2-way, Cv 16 ¦Configurable Valve Actuator, Spring return, AC/DC 24 V, 2...10 V, MFT/programmable | 792.00
B216+LF24-MFT-S US | Characterized Control Valve | Water | Characterized Control Valve (CCV), 1/2", 2-way, Cv 16 ¦Configurable Valve Actuator, Spring return, AC/DC 24 V, 2...10 V, 1 x SPDT, MFT/programmable | 860.00
B216+LF24-S US | Characterized Control Valve | Water | Characterized Control Valve (CCV), 1/2", 2-way, Cv 16 ¦Valve Actuator, Spring return, AC/DC 24 V, On/Off, 1 x SPDT | 602.00
B216+LF24-SR US | Characterized Control Valve | Water | Characterized Control Valve (CCV), 1/2", 2-way, Cv 16 ¦Valve Actuator, Spring return, AC/DC 24 V, 2...10 V, modulating | 683.00
B216+LF24-SR-S US | Characterized Control Valve | Water | Characterized Control Valve (CCV), 1/2", 2-way, Cv 16 ¦Valve Actuator, Spring return, AC/DC 24 V, 2...10 V, 1 x SPDT, modulating | 753.00
B216+LRB24-3 | Characterized Control Valve | Water | Characterized Control Valve (CCV), 1/2", 2-way, Cv 16 ¦Valve Actuator, Non fail-safe, AC/DC 24 V, On/Off, Floating point | 372.00
B216+LRB24-3-S | Characterized Control Valve | Water | Characterized Control Valve (CCV), 1/2", 2-way, Cv 16 ¦Valve Actuator, Non fail-safe, AC/DC 24 V, On/Off, Floating point, 1 x SPDT | 475.00
B216+LRB24-3-T | Characterized Control Valve | Water | Characterized Control Valve (CCV), 1/2", 2-way, Cv 16 ¦Valve Actuator, Non fail-safe, AC/DC 24 V, On/Off, Floating point, terminals | 358.00
B216+LRB24-SR | Characterized Control Valve | Water | Characterized Control Valve (CCV), 1/2", 2-way, Cv 16 ¦Valve Actuator, Non fail-safe, AC/DC 24 V, 2...10 V, modulating | 488.00
B216+LRB24-SR-T | Characterized Control Valve | Water | Characterized Control Valve (CCV), 1/2", 2-way, Cv 16 ¦Valve Actuator, Non fail-safe, AC/DC 24 V, 2...10 V, terminals, modulating | 467.00
B216+LRQX24-1 | Characterized Control Valve | Water | Characterized Control Valve (CCV), 1/2", 2-way, Cv 16 ¦Configurable Valve Actuator, Non fail-safe, AC/DC 24 V, On/Off | 777.00
B216+LRQX24-MFT | Characterized Control Valve | Water | Characterized Control Valve (CCV), 1/2", 2-way, Cv 16 ¦Configurable Valve Actuator, Non fail-safe, AC/DC 24 V, 2...10 V, MFT/programmable | 832.00
B216+LRX120-3 | Characterized Control Valve | Water | Characterized Control Valve (CCV), 1/2", 2-way, Cv 16 ¦Configurable Valve Actuator, Non fail-safe, AC 100...240 V, On/Off, Floating point | 372.00
B216+LRX24-3 | Characterized Control Valve | Water | Characterized Control Valve (CCV), 1/2", 2-way, Cv 16 ¦Configurable Valve Actuator, Non fail-safe, AC/DC 24 V, On/Off, Floating point | 372.00
B216+LRX24-MFT | Characterized Control Valve | Water | Characterized Control Valve (CCV), 1/2", 2-way, Cv 16 ¦Configurable Valve Actuator, Non fail-safe, AC/DC 24 V, 2...10 V, MFT/programmable | 648.00
B216+LRX24-SR | Characterized Control Valve | Water | Characterized Control Valve (CCV), 1/2", 2-way, Cv 16 ¦Configurable Valve Actuator, Non fail-safe, AC/DC 24 V, 2...10 V, modulating | 488.00
B216+NRX24-3-T N4 | Characterized Control Valve | Water | Characterized Control Valve (CCV), 1/2", 2-way, Cv 16 ¦Configurable Valve Actuator, Non fail-safe, AC/DC 24 V, On/Off, Floating point, NEMA 4X, terminals | 710.00
B216+NRX24-MFT-T N4 | Characterized Control Valve | Water | Characterized Control Valve (CCV), 1/2", 2-way, Cv 16 ¦Configurable Valve Actuator, Non fail-safe, AC/DC 24 V, 2...10 V, NEMA 4X, terminals | 983.00
B216+NRX24-SR-T N4 | Characterized Control Valve | Water | Characterized Control Valve (CCV), 1/2", 2-way, Cv 16 ¦Configurable Valve Actuator, Non fail-safe, AC/DC 24 V, 2...10 V, NEMA 4X, terminals | 828.00
B216+TFRB120 | Characterized Control Valve | Water | Characterized Control Valve (CCV), 1/2", 2-way, Cv 16 ¦Valve Actuator, Spring return, AC 100...240 V, On/Off | 523.00
B216+TFRB120-S | Characterized Control Valve | Water | Characterized Control Valve (CCV), 1/2", 2-way, Cv 16 ¦Valve Actuator, Spring return, AC 100...240 V, On/Off, 1 x SPDT | 593.00
B216+TFRB24 | Characterized Control Valve | Water | Characterized Control Valve (CCV), 1/2", 2-way, Cv 16 ¦Valve Actuator, Spring return, AC/DC 24 V, On/Off | 467.00
B216+TFRB24-3 | Characterized Control Valve | Water | Characterized Control Valve (CCV), 1/2", 2-way, Cv 16 ¦Valve Actuator, Spring return, AC/DC 24 V, Floating point | 527.00
B216+TFRB24-3-S | Characterized Control Valve | Water | Characterized Control Valve (CCV), 1/2", 2-way, Cv 16 ¦Valve Actuator, Spring return, AC/DC 24 V, Floating point, 1 x SPDT | 597.00
B216+TFRB24-S | Characterized Control Valve | Water | Characterized Control Valve (CCV), 1/2", 2-way, Cv 16 ¦Valve Actuator, Spring return, AC/DC 24 V, On/Off, 1 x SPDT | 535.00
B216+TFRB24-SR | Characterized Control Valve | Water | Characterized Control Valve (CCV), 1/2", 2-way, Cv 16 ¦Valve Actuator, Spring return, AC/DC 24 V, 2...10 V, modulating | 565.00
B216+TFRB24-SR-S | Characterized Control Valve | Water | Characterized Control Valve (CCV), 1/2", 2-way, Cv 16 ¦Valve Actuator, Spring return, AC/DC 24 V, 2...10 V, 1 x SPDT, modulating | 636.00
B216+TFRX120 | Characterized Control Valve | Water | Characterized Control Valve (CCV), 1/2", 2-way, Cv 16 ¦Configurable Valve Actuator, Spring return, AC 100...240 V, On/Off | 523.00
B216+TFRX120-S | Characterized Control Valve | Water | Characterized Control Valve (CCV), 1/2", 2-way, Cv 16 ¦Configurable Valve Actuator, Spring return, AC 100...240 V, On/Off, 1 x SPDT | 593.00
B216+TFRX24 | Characterized Control Valve | Water | Characterized Control Valve (CCV), 1/2", 2-way, Cv 16 ¦Configurable Valve Actuator, Spring return, AC/DC 24 V, On/Off | 467.00
B216+TFRX24-3 | Characterized Control Valve | Water | Characterized Control Valve (CCV), 1/2", 2-way, Cv 16 ¦Configurable Valve Actuator, Spring return, AC/DC 24 V, Floating point | 527.00
B216+TFRX24-3-S | Characterized Control Valve | Water | Characterized Control Valve (CCV), 1/2", 2-way, Cv 16 ¦Configurable Valve Actuator, Spring return, AC/DC 24 V, Floating point, 1 x SPDT | 597.00
B216+TFRX24-MFT | Characterized Control Valve | Water | Characterized Control Valve (CCV), 1/2", 2-way, Cv 16 ¦Configurable Valve Actuator, Spring return, AC/DC 24 V, 2...10 V, MFT/programmable | 656.00
B216+TFRX24-S | Characterized Control Valve | Water | Characterized Control Valve (CCV), 1/2", 2-way, Cv 16 ¦Configurable Valve Actuator, Spring return, AC/DC 24 V, On/Off, 1 x SPDT | 535.00
B216+TFRX24-SR | Characterized Control Valve | Water | Characterized Control Valve (CCV), 1/2", 2-way, Cv 16 ¦Configurable Valve Actuator, Spring return, AC/DC 24 V, 2...10 V, modulating | 565.00
B216+TFRX24-SR-S | Characterized Control Valve | Water | Characterized Control Valve (CCV), 1/2", 2-way, Cv 16 ¦Configurable Valve Actuator, Spring return, AC/DC 24 V, 2...10 V, 1 x SPDT, modulating | 636.00
B216+TR24-3 US | Characterized Control Valve | Water | Characterized Control Valve (CCV), 1/2", 2-way, Cv 16 ¦Valve Actuator, Non fail-safe, AC 24 V, On/Off, Floating point | 351.00
B216+TR24-3-T US | Characterized Control Valve | Water | Characterized Control Valve (CCV), 1/2", 2-way, Cv 16 ¦Valve Actuator, Non fail-safe, AC 24 V, On/Off, Floating point, terminals | 338.00
B216+TR24-SR US | Characterized Control Valve | Water | Characterized Control Valve (CCV), 1/2", 2-way, Cv 16 ¦Valve Actuator, Non fail-safe, AC/DC 24 V, 2...10 V, modulating | 479.00
B216+TR24-SR-T US | Characterized Control Valve | Water | Characterized Control Valve (CCV), 1/2", 2-way, Cv 16 ¦Valve Actuator, Non fail-safe, AC/DC 24 V, 2...10 V, terminals, modulating | 464.00
B216B | Characterized Control Valve | Water | Characterized Control Valve (CCV), 1/2", 2-way, Cv 16 | 103.00
B216B+LF120 US | Characterized Control Valve | Water | Characterized Control Valve (CCV), 1/2", 2-way, Cv 16 ¦Valve Actuator, Non fail-safe, AC 100...240 V, On/Off, Floating point | 573.00
B216B+LF24 US | Characterized Control Valve | Water | Characterized Control Valve (CCV), 1/2", 2-way, Cv 16 ¦Valve Actuator, Spring return, AC/DC 24 V, On/Off | 516.00
B216B+LF24-3 US | Characterized Control Valve | Water | Characterized Control Valve (CCV), 1/2", 2-way, Cv 16 ¦Valve Actuator, Spring return, AC/DC 24 V, On/Off, Floating point | 648.00
B216B+LF24-3-S US | Characterized Control Valve | Water | Characterized Control Valve (CCV), 1/2", 2-way, Cv 16 ¦Valve Actuator, Spring return, AC/DC 24 V, On/Off, Floating point, 1 x SPDT | 719.00
B216B+LF24-S US | Characterized Control Valve | Water | Characterized Control Valve (CCV), 1/2", 2-way, Cv 16 ¦Valve Actuator, Spring return, AC/DC 24 V, On/Off, 1 x SPDT | 585.00
B216B+LF24-SR US | Characterized Control Valve | Water | Characterized Control Valve (CCV), 1/2", 2-way, Cv 16 ¦Valve Actuator, Spring return, AC/DC 24 V, 2...10 V, modulating | 665.00
B216B+LF24-SR-S US | Characterized Control Valve | Water | Characterized Control Valve (CCV), 1/2", 2-way, Cv 16 ¦Valve Actuator, Spring return, AC/DC 24 V, 2...10 V, 1 x SPDT, modulating | 734.00
B216B+LRB120-3 | Characterized Control Valve | Water | Characterized Control Valve (CCV), 1/2", 2-way, Cv 16 ¦Valve Actuator, Non fail-safe, AC 100...240 V, On/Off, Floating point | 395.00
B216B+LRB24-3 | Characterized Control Valve | Water | Characterized Control Valve (CCV), 1/2", 2-way, Cv 16 ¦Valve Actuator, Non fail-safe, AC/DC 24 V, On/Off, Floating point | 329.00
B216B+LRB24-3-T | Characterized Control Valve | Water | Characterized Control Valve (CCV), 1/2", 2-way, Cv 16 ¦Valve Actuator, Non fail-safe, AC/DC 24 V, On/Off, Floating point, terminals | 311.00
B216B+LRB24-SR | Characterized Control Valve | Water | Characterized Control Valve (CCV), 1/2", 2-way, Cv 16 ¦Valve Actuator, Non fail-safe, AC/DC 24 V, 2...10 V, modulating | 478.00
B216B+LRB24-SR-T | Characterized Control Valve | Water | Characterized Control Valve (CCV), 1/2", 2-way, Cv 16 ¦Valve Actuator, Non fail-safe, AC/DC 24 V, 2...10 V, terminals, modulating | 470.00
B216B+TFRB120 | Characterized Control Valve | Water | Characterized Control Valve (CCV), 1/2", 2-way, Cv 16 ¦Valve Actuator, Spring return, AC 100...240 V, On/Off | 502.00
B216B+TFRB120-S | Characterized Control Valve | Water | Characterized Control Valve (CCV), 1/2", 2-way, Cv 16 ¦Valve Actuator, Spring return, AC 100...240 V, On/Off, 1 x SPDT | 571.00
B216B+TFRB24 | Characterized Control Valve | Water | Characterized Control Valve (CCV), 1/2", 2-way, Cv 16 ¦Valve Actuator, Spring return, AC/DC 24 V, On/Off | 444.00
B216B+TFRB24-3 | Characterized Control Valve | Water | Characterized Control Valve (CCV), 1/2", 2-way, Cv 16 ¦Valve Actuator, Spring return, AC/DC 24 V, Floating point | 507.00
B216B+TFRB24-3-S | Characterized Control Valve | Water | Characterized Control Valve (CCV), 1/2", 2-way, Cv 16 ¦Valve Actuator, Spring return, AC/DC 24 V, Floating point, 1 x SPDT | 575.00
B216B+TFRB24-S | Characterized Control Valve | Water | Characterized Control Valve (CCV), 1/2", 2-way, Cv 16 ¦Valve Actuator, Spring return, AC/DC 24 V, On/Off, 1 x SPDT | 514.00
B216B+TFRB24-SR | Characterized Control Valve | Water | Characterized Control Valve (CCV), 1/2", 2-way, Cv 16 ¦Valve Actuator, Spring return, AC/DC 24 V, 2...10 V, modulating | 543.00
B216B+TFRB24-SR-S | Characterized Control Valve | Water | Characterized Control Valve (CCV), 1/2", 2-way, Cv 16 ¦Valve Actuator, Spring return, AC/DC 24 V, 2...10 V, 1 x SPDT, modulating | 612.00
B216B+TR24-3 US | Characterized Control Valve | Water | Characterized Control Valve (CCV), 1/2", 2-way, Cv 16 ¦Valve Actuator, Non fail-safe, AC 24 V, On/Off, Floating point | 254.00
B216B+TR24-3/300 US | Characterized Control Valve | Water | Characterized Control Valve (CCV), 1/2", 2-way, Cv 16 ¦Valve Actuator, Non fail-safe, AC 24 V, On/Off | 301.00
B216B+TR24-3-T US | Characterized Control Valve | Water | Characterized Control Valve (CCV), 1/2", 2-way, Cv 16 ¦Valve Actuator, Non fail-safe, AC 24 V, On/Off, Floating point, terminals | 239.00
B216B+TR24-SR US | Characterized Control Valve | Water | Characterized Control Valve (CCV), 1/2", 2-way, Cv 16 ¦Valve Actuator, Non fail-safe, AC/DC 24 V, 2...10 V, modulating | 364.00
B216B+TR24-SR-T US | Characterized Control Valve | Water | Characterized Control Valve (CCV), 1/2", 2-way, Cv 16 ¦Valve Actuator, Non fail-safe, AC/DC 24 V, 2...10 V, terminals, modulating | 347.00
B217 | Characterized Control Valve | Water | Characterized Control Valve (CCV), 3/4", 2-way, Cv 4.7 | 185.00
B217+LF120 US | Characterized Control Valve | Water | Characterized Control Valve (CCV), 3/4", 2-way, Cv 4.7 ¦Valve Actuator, Spring return, AC 120 V, On/Off | 646.00
B217+LF120-S US | Characterized Control Valve | Water | Characterized Control Valve (CCV), 3/4", 2-way, Cv 4.7 ¦Valve Actuator, Spring return, AC 120 V, On/Off, 1 x SPDT | 717.00
B217+LF24 US | Characterized Control Valve | Water | Characterized Control Valve (CCV), 3/4", 2-way, Cv 4.7 ¦Valve Actuator, Spring return, AC/DC 24 V, On/Off | 579.00
B217+LF24-3 US | Characterized Control Valve | Water | Characterized Control Valve (CCV), 3/4", 2-way, Cv 4.7 ¦Valve Actuator, Spring return, AC/DC 24 V, On/Off, Floating point | 712.00
B217+LF24-MFT US | Characterized Control Valve | Water | Characterized Control Valve (CCV), 3/4", 2-way, Cv 4.7 ¦Configurable Valve Actuator, Spring return, AC/DC 24 V, 2...10 V, MFT/programmable | 839.00
B217+LF24-MFT-S US | Characterized Control Valve | Water | Characterized Control Valve (CCV), 3/4", 2-way, Cv 4.7 ¦Configurable Valve Actuator, Spring return, AC/DC 24 V, 2...10 V, 1 x SPDT, MFT/programmable | 909.00
B217+LF24-S US | Characterized Control Valve | Water | Characterized Control Valve (CCV), 3/4", 2-way, Cv 4.7 ¦Valve Actuator, Spring return, AC/DC 24 V, On/Off, 1 x SPDT | 650.00
B217+LF24-SR US | Characterized Control Valve | Water | Characterized Control Valve (CCV), 3/4", 2-way, Cv 4.7 ¦Valve Actuator, Spring return, AC/DC 24 V, 2...10 V, modulating | 731.00
B217+LF24-SR-S US | Characterized Control Valve | Water | Characterized Control Valve (CCV), 3/4", 2-way, Cv 4.7 ¦Valve Actuator, Spring return, AC/DC 24 V, 2...10 V, 1 x SPDT, modulating | 801.00
B217+LRB120-3 | Characterized Control Valve | Water | Characterized Control Valve (CCV), 3/4", 2-way, Cv 4.7 ¦Valve Actuator, Non fail-safe, AC 100...240 V, On/Off, Floating point | 433.00
B217+LRB24-3 | Characterized Control Valve | Water | Characterized Control Valve (CCV), 3/4", 2-way, Cv 4.7 ¦Valve Actuator, Non fail-safe, AC/DC 24 V, On/Off, Floating point | 387.00
B217+LRB24-3-S | Characterized Control Valve | Water | Characterized Control Valve (CCV), 3/4", 2-way, Cv 4.7 ¦Valve Actuator, Non fail-safe, AC/DC 24 V, On/Off, Floating point, 1 x SPDT | 488.00
B217+LRB24-3-T | Characterized Control Valve | Water | Characterized Control Valve (CCV), 3/4", 2-way, Cv 4.7 ¦Valve Actuator, Non fail-safe, AC/DC 24 V, On/Off, Floating point, terminals | 367.00
B217+LRB24-MFT | Characterized Control Valve | Water | Characterized Control Valve (CCV), 3/4", 2-way, Cv 4.7 ¦Valve Actuator, Non fail-safe, AC/DC 24 V, 2...10 V, MFT/programmable | 662.00
B217+LRB24-SR | Characterized Control Valve | Water | Characterized Control Valve (CCV), 3/4", 2-way, Cv 4.7 ¦Valve Actuator, Non fail-safe, AC/DC 24 V, 2...10 V, modulating | 494.00
B217+LRB24-SR-T | Characterized Control Valve | Water | Characterized Control Valve (CCV), 3/4", 2-way, Cv 4.7 ¦Valve Actuator, Non fail-safe, AC/DC 24 V, 2...10 V, terminals, modulating | 474.00
B217+LRCB24-3 | Characterized Control Valve | Water | Characterized Control Valve (CCV), 3/4", 2-way, Cv 4.7 ¦Valve Actuator, Non fail-safe, AC/DC 24 V, On/Off, Floating point | 421.00
B217+LRQX24-1 | Characterized Control Valve | Water | Characterized Control Valve (CCV), 3/4", 2-way, Cv 4.7 ¦Configurable Valve Actuator, Non fail-safe, AC/DC 24 V, On/Off | 788.00
B217+LRQX24-MFT | Characterized Control Valve | Water | Characterized Control Valve (CCV), 3/4", 2-way, Cv 4.7 ¦Configurable Valve Actuator, Non fail-safe, AC/DC 24 V, 2...10 V, MFT/programmable | 846.00
B217+LRX120-3 | Characterized Control Valve | Water | Characterized Control Valve (CCV), 3/4", 2-way, Cv 4.7 ¦Configurable Valve Actuator, Non fail-safe, AC 100...240 V, On/Off, Floating point | 433.00
B217+LRX120-SR | Characterized Control Valve | Water | Characterized Control Valve (CCV), 3/4", 2-way, Cv 4.7 ¦Configurable Valve Actuator, Non fail-safe, AC 100...240 V, 2...10 V, modulating | 534.00
B217+LRX24-3 | Characterized Control Valve | Water | Characterized Control Valve (CCV), 3/4", 2-way, Cv 4.7 ¦Configurable Valve Actuator, Non fail-safe, AC/DC 24 V, On/Off, Floating point | 387.00
B217+LRX24-3-S | Characterized Control Valve | Water | Characterized Control Valve (CCV), 3/4", 2-way, Cv 4.7 ¦Configurable Valve Actuator, Non fail-safe, AC/DC 24 V, On/Off, Floating point, 1 x SPDT | 488.00
B217+LRX24-3-T | Characterized Control Valve | Water | Characterized Control Valve (CCV), 3/4", 2-way, Cv 4.7 ¦Configurable Valve Actuator, Non fail-safe, AC/DC 24 V, On/Off, Floating point, terminals | 367.00
B217+LRX24-MFT | Characterized Control Valve | Water | Characterized Control Valve (CCV), 3/4", 2-way, Cv 4.7 ¦Configurable Valve Actuator, Non fail-safe, AC/DC 24 V, 2...10 V, MFT/programmable | 662.00
B217+LRX24-MFT95 | Characterized Control Valve | Water | Characterized Control Valve (CCV), 3/4", 2-way, Cv 4.7 ¦Configurable Valve Actuator, Non fail-safe, AC/DC 24 V, 0...135 Ω, MFT/programmable | 770.00
B217+LRX24-PC | Characterized Control Valve | Water | Characterized Control Valve (CCV), 3/4", 2-way, Cv 4.7 ¦Configurable Valve Actuator, Non fail-safe, AC/DC 24 V, 0...20 V PhC, modulating | 770.00
B217+LRX24-SR | Characterized Control Valve | Water | Characterized Control Valve (CCV), 3/4", 2-way, Cv 4.7 ¦Configurable Valve Actuator, Non fail-safe, AC/DC 24 V, 2...10 V, modulating | 494.00
B217+LRX24-SR-T | Characterized Control Valve | Water | Characterized Control Valve (CCV), 3/4", 2-way, Cv 4.7 ¦Configurable Valve Actuator, Non fail-safe, AC/DC 24 V, 2...10 V, terminals, modulating | 474.00
B217+NRX24-3-T N4 | Characterized Control Valve | Water | Characterized Control Valve (CCV), 3/4", 2-way, Cv 4.7 ¦Configurable Valve Actuator, Non fail-safe, AC/DC 24 V, On/Off, Floating point, NEMA 4X, terminals | 750.00
B217+NRX24-MFT-T N4 | Characterized Control Valve | Water | Characterized Control Valve (CCV), 3/4", 2-way, Cv 4.7 ¦Configurable Valve Actuator, Non fail-safe, AC/DC 24 V, 2...10 V, NEMA 4X, terminals | 1021.00
B217+NRX24-SR-T N4 | Characterized Control Valve | Water | Characterized Control Valve (CCV), 3/4", 2-way, Cv 4.7 ¦Configurable Valve Actuator, Non fail-safe, AC/DC 24 V, 2...10 V, NEMA 4X, terminals | 866.00
B217+TFRB120 | Characterized Control Valve | Water | Characterized Control Valve (CCV), 3/4", 2-way, Cv 4.7 ¦Valve Actuator, Spring return, AC 100...240 V, On/Off | 572.00
B217+TFRB120-S | Characterized Control Valve | Water | Characterized Control Valve (CCV), 3/4", 2-way, Cv 4.7 ¦Valve Actuator, Spring return, AC 100...240 V, On/Off, 1 x SPDT | 642.00
B217+TFRB24 | Characterized Control Valve | Water | Characterized Control Valve (CCV), 3/4", 2-way, Cv 4.7 ¦Valve Actuator, Spring return, AC/DC 24 V, On/Off | 516.00
B217+TFRB24-3 | Characterized Control Valve | Water | Characterized Control Valve (CCV), 3/4", 2-way, Cv 4.7 ¦Valve Actuator, Spring return, AC/DC 24 V, Floating point | 577.00
B217+TFRB24-3-S | Characterized Control Valve | Water | Characterized Control Valve (CCV), 3/4", 2-way, Cv 4.7 ¦Valve Actuator, Spring return, AC/DC 24 V, Floating point, 1 x SPDT | 647.00
B217+TFRB24-S | Characterized Control Valve | Water | Characterized Control Valve (CCV), 3/4", 2-way, Cv 4.7 ¦Valve Actuator, Spring return, AC/DC 24 V, On/Off, 1 x SPDT | 585.00
B217+TFRB24-SR | Characterized Control Valve | Water | Characterized Control Valve (CCV), 3/4", 2-way, Cv 4.7 ¦Valve Actuator, Spring return, AC/DC 24 V, 2...10 V, modulating | 614.00
B217+TFRB24-SR-S | Characterized Control Valve | Water | Characterized Control Valve (CCV), 3/4", 2-way, Cv 4.7 ¦Valve Actuator, Spring return, AC/DC 24 V, 2...10 V, 1 x SPDT, modulating | 685.00
B217+TFRX120 | Characterized Control Valve | Water | Characterized Control Valve (CCV), 3/4", 2-way, Cv 4.7 ¦Configurable Valve Actuator, Spring return, AC 100...240 V, On/Off | 572.00
B217+TFRX120-S | Characterized Control Valve | Water | Characterized Control Valve (CCV), 3/4", 2-way, Cv 4.7 ¦Configurable Valve Actuator, Spring return, AC 100...240 V, On/Off, 1 x SPDT | 642.00
B217+TFRX24 | Characterized Control Valve | Water | Characterized Control Valve (CCV), 3/4", 2-way, Cv 4.7 ¦Configurable Valve Actuator, Spring return, AC/DC 24 V, On/Off | 516.00
B217+TFRX24-3 | Characterized Control Valve | Water | Characterized Control Valve (CCV), 3/4", 2-way, Cv 4.7 ¦Configurable Valve Actuator, Spring return, AC/DC 24 V, Floating point | 577.00
B217+TFRX24-3-S | Characterized Control Valve | Water | Characterized Control Valve (CCV), 3/4", 2-way, Cv 4.7 ¦Configurable Valve Actuator, Spring return, AC/DC 24 V, Floating point, 1 x SPDT | 647.00
B217+TFRX24-MFT | Characterized Control Valve | Water | Characterized Control Valve (CCV), 3/4", 2-way, Cv 4.7 ¦Configurable Valve Actuator, Spring return, AC/DC 24 V, 2...10 V, MFT/programmable | 706.00
B217+TFRX24-S | Characterized Control Valve | Water | Characterized Control Valve (CCV), 3/4", 2-way, Cv 4.7 ¦Configurable Valve Actuator, Spring return, AC/DC 24 V, On/Off, 1 x SPDT | 585.00
B217+TFRX24-SR | Characterized Control Valve | Water | Characterized Control Valve (CCV), 3/4", 2-way, Cv 4.7 ¦Configurable Valve Actuator, Spring return, AC/DC 24 V, 2...10 V, modulating | 614.00
B217+TFRX24-SR-S | Characterized Control Valve | Water | Characterized Control Valve (CCV), 3/4", 2-way, Cv 4.7 ¦Configurable Valve Actuator, Spring return, AC/DC 24 V, 2...10 V, 1 x SPDT, modulating | 685.00
B217+TR24-3 US | Characterized Control Valve | Water | Characterized Control Valve (CCV), 3/4", 2-way, Cv 4.7 ¦Valve Actuator, Non fail-safe, AC 24 V, On/Off, Floating point | 351.00
B217+TR24-3/300 US | Characterized Control Valve | Water | Characterized Control Valve (CCV), 3/4", 2-way, Cv 4.7 ¦Valve Actuator, Non fail-safe, AC 24 V, On/Off | 367.00
B217+TR24-3/500 US | Characterized Control Valve | Water | Characterized Control Valve (CCV), 3/4", 2-way, Cv 4.7 ¦Valve Actuator, Non fail-safe, AC 24 V, On/Off | 398.00
B217+TR24-3-T US | Characterized Control Valve | Water | Characterized Control Valve (CCV), 3/4", 2-way, Cv 4.7 ¦Valve Actuator, Non fail-safe, AC 24 V, On/Off, Floating point, terminals | 330.00
B217+TR24-SR US | Characterized Control Valve | Water | Characterized Control Valve (CCV), 3/4", 2-way, Cv 4.7 ¦Valve Actuator, Non fail-safe, AC/DC 24 V, 2...10 V, modulating | 457.00
B217+TR24-SR/300 US | Characterized Control Valve | Water | Characterized Control Valve (CCV), 3/4", 2-way, Cv 4.7 ¦Valve Actuator, Non fail-safe, AC/DC 24 V, 2...10 V, modulating | 474.00
B217+TR24-SR/500 US | Characterized Control Valve | Water | Characterized Control Valve (CCV), 3/4", 2-way, Cv 4.7 ¦Valve Actuator, Non fail-safe, AC/DC 24 V, 2...10 V, modulating | 498.00
B217+TR24-SR-T US | Characterized Control Valve | Water | Characterized Control Valve (CCV), 3/4", 2-way, Cv 4.7 ¦Valve Actuator, Non fail-safe, AC/DC 24 V, 2...10 V, terminals, modulating | 441.00
B217B | Characterized Control Valve | Water | Characterized Control Valve (CCV), 3/4", 2-way, Cv 4.7 | 141.00
B217B+LF120 US | Characterized Control Valve | Water | Characterized Control Valve (CCV), 3/4", 2-way, Cv 4.7 ¦Valve Actuator, Spring return, AC 120 V, On/Off | 637.00
B217B+LF120-S US | Characterized Control Valve | Water | Characterized Control Valve (CCV), 3/4", 2-way, Cv 4.7 ¦Valve Actuator, Spring return, AC 120 V, On/Off, 1 x SPDT | 706.00
B217B+LF24 US | Characterized Control Valve | Water | Characterized Control Valve (CCV), 3/4", 2-way, Cv 4.7 ¦Valve Actuator, Spring return, AC/DC 24 V, On/Off | 561.00
B217B+LF24-3 US | Characterized Control Valve | Water | Characterized Control Valve (CCV), 3/4", 2-way, Cv 4.7 ¦Valve Actuator, Spring return, AC/DC 24 V, On/Off, Floating point | 694.00
B217B+LF24-S US | Characterized Control Valve | Water | Characterized Control Valve (CCV), 3/4", 2-way, Cv 4.7 ¦Valve Actuator, Spring return, AC/DC 24 V, On/Off, 1 x SPDT | 631.00
B217B+LF24-SR US | Characterized Control Valve | Water | Characterized Control Valve (CCV), 3/4", 2-way, Cv 4.7 ¦Valve Actuator, Spring return, AC/DC 24 V, 2...10 V, modulating | 712.00
B217B+LF24-SR-S US | Characterized Control Valve | Water | Characterized Control Valve (CCV), 3/4", 2-way, Cv 4.7 ¦Valve Actuator, Spring return, AC/DC 24 V, 2...10 V, 1 x SPDT, modulating | 780.00
B217B+LRB120-3 | Characterized Control Valve | Water | Characterized Control Valve (CCV), 3/4", 2-way, Cv 4.7 ¦Valve Actuator, Non fail-safe, AC 100...240 V, On/Off, Floating point | 413.00
B217B+LRB24-3 | Characterized Control Valve | Water | Characterized Control Valve (CCV), 3/4", 2-way, Cv 4.7 ¦Valve Actuator, Non fail-safe, AC/DC 24 V, On/Off, Floating point | 367.00
B217B+LRB24-3-S | Characterized Control Valve | Water | Characterized Control Valve (CCV), 3/4", 2-way, Cv 4.7 ¦Valve Actuator, Non fail-safe, AC/DC 24 V, On/Off, Floating point, 1 x SPDT | 470.00
B217B+LRB24-3-T | Characterized Control Valve | Water | Characterized Control Valve (CCV), 3/4", 2-way, Cv 4.7 ¦Valve Actuator, Non fail-safe, AC/DC 24 V, On/Off, Floating point, terminals | 353.00
B217B+LRB24-SR | Characterized Control Valve | Water | Characterized Control Valve (CCV), 3/4", 2-way, Cv 4.7 ¦Valve Actuator, Non fail-safe, AC/DC 24 V, 2...10 V, modulating | 517.00
B217B+LRB24-SR-T | Characterized Control Valve | Water | Characterized Control Valve (CCV), 3/4", 2-way, Cv 4.7 ¦Valve Actuator, Non fail-safe, AC/DC 24 V, 2...10 V, terminals, modulating | 488.00
B217B+TFRB120 | Characterized Control Valve | Water | Characterized Control Valve (CCV), 3/4", 2-way, Cv 4.7 ¦Valve Actuator, Spring return, AC 100...240 V, On/Off | 552.00
B217B+TFRB120-S | Characterized Control Valve | Water | Characterized Control Valve (CCV), 3/4", 2-way, Cv 4.7 ¦Valve Actuator, Spring return, AC 100...240 V, On/Off, 1 x SPDT | 620.00
B217B+TFRB24 | Characterized Control Valve | Water | Characterized Control Valve (CCV), 3/4", 2-way, Cv 4.7 ¦Valve Actuator, Spring return, AC/DC 24 V, On/Off | 496.00
B217B+TFRB24-3 | Characterized Control Valve | Water | Characterized Control Valve (CCV), 3/4", 2-way, Cv 4.7 ¦Valve Actuator, Spring return, AC/DC 24 V, Floating point | 558.00
B217B+TFRB24-3-S | Characterized Control Valve | Water | Characterized Control Valve (CCV), 3/4", 2-way, Cv 4.7 ¦Valve Actuator, Spring return, AC/DC 24 V, Floating point, 1 x SPDT | 628.00
B217B+TFRB24-S | Characterized Control Valve | Water | Characterized Control Valve (CCV), 3/4", 2-way, Cv 4.7 ¦Valve Actuator, Spring return, AC/DC 24 V, On/Off, 1 x SPDT | 567.00
B217B+TFRB24-SR | Characterized Control Valve | Water | Characterized Control Valve (CCV), 3/4", 2-way, Cv 4.7 ¦Valve Actuator, Spring return, AC/DC 24 V, 2...10 V, modulating | 595.00
B217B+TFRB24-SR-S | Characterized Control Valve | Water | Characterized Control Valve (CCV), 3/4", 2-way, Cv 4.7 ¦Valve Actuator, Spring return, AC/DC 24 V, 2...10 V, 1 x SPDT, modulating | 664.00
B217B+TR24-3 US | Characterized Control Valve | Water | Characterized Control Valve (CCV), 3/4", 2-way, Cv 4.7 ¦Valve Actuator, Non fail-safe, AC 24 V, On/Off, Floating point | 301.00
B217B+TR24-3/300 US | Characterized Control Valve | Water | Characterized Control Valve (CCV), 3/4", 2-way, Cv 4.7 ¦Valve Actuator, Non fail-safe, AC 24 V, On/Off | 323.00
B217B+TR24-3/500 US | Characterized Control Valve | Water | Characterized Control Valve (CCV), 3/4", 2-way, Cv 4.7 ¦Valve Actuator, Non fail-safe, AC 24 V, On/Off | 348.00
B217B+TR24-3-T US | Characterized Control Valve | Water | Characterized Control Valve (CCV), 3/4", 2-way, Cv 4.7 ¦Valve Actuator, Non fail-safe, AC 24 V, On/Off, Floating point, terminals | 285.00
B217B+TR24-SR US | Characterized Control Valve | Water | Characterized Control Valve (CCV), 3/4", 2-way, Cv 4.7 ¦Valve Actuator, Non fail-safe, AC/DC 24 V, 2...10 V, modulating | 409.00
B217B+TR24-SR/300 US | Characterized Control Valve | Water | Characterized Control Valve (CCV), 3/4", 2-way, Cv 4.7 ¦Valve Actuator, Non fail-safe, AC/DC 24 V, 2...10 V, modulating | 415.00
B217B+TR24-SR/500 US | Characterized Control Valve | Water | Characterized Control Valve (CCV), 3/4", 2-way, Cv 4.7 ¦Valve Actuator, Non fail-safe, AC/DC 24 V, 2...10 V, modulating | 430.00
B217B+TR24-SR-T US | Characterized Control Valve | Water | Characterized Control Valve (CCV), 3/4", 2-way, Cv 4.7 ¦Valve Actuator, Non fail-safe, AC/DC 24 V, 2...10 V, terminals, modulating | 393.00
B218 | Characterized Control Valve | Water | Characterized Control Valve (CCV), 3/4", 2-way, Cv 7.4 | 188.00
B218+LF120 US | Characterized Control Valve | Water | Characterized Control Valve (CCV), 3/4", 2-way, Cv 7.4 ¦Valve Actuator, Spring return, AC 120 V, On/Off | 648.00
B218+LF120-S US | Characterized Control Valve | Water | Characterized Control Valve (CCV), 3/4", 2-way, Cv 7.4 ¦Valve Actuator, Spring return, AC 120 V, On/Off, 1 x SPDT | 719.00
B218+LF24 US | Characterized Control Valve | Water | Characterized Control Valve (CCV), 3/4", 2-way, Cv 7.4 ¦Valve Actuator, Spring return, AC/DC 24 V, On/Off | 584.00
B218+LF24-3 US | Characterized Control Valve | Water | Characterized Control Valve (CCV), 3/4", 2-way, Cv 7.4 ¦Valve Actuator, Spring return, AC/DC 24 V, On/Off, Floating point | 717.00
B218+LF24-MFT US | Characterized Control Valve | Water | Characterized Control Valve (CCV), 3/4", 2-way, Cv 7.4 ¦Configurable Valve Actuator, Spring return, AC/DC 24 V, 2...10 V, MFT/programmable | 843.00
B218+LF24-MFT-S US | Characterized Control Valve | Water | Characterized Control Valve (CCV), 3/4", 2-way, Cv 7.4 ¦Configurable Valve Actuator, Spring return, AC/DC 24 V, 2...10 V, 1 x SPDT, MFT/programmable | 913.00
B218+LF24-S US | Characterized Control Valve | Water | Characterized Control Valve (CCV), 3/4", 2-way, Cv 7.4 ¦Valve Actuator, Spring return, AC/DC 24 V, On/Off, 1 x SPDT | 653.00
B218+LF24-SR US | Characterized Control Valve | Water | Characterized Control Valve (CCV), 3/4", 2-way, Cv 7.4 ¦Valve Actuator, Spring return, AC/DC 24 V, 2...10 V, modulating | 734.00
B218+LF24-SR-S US | Characterized Control Valve | Water | Characterized Control Valve (CCV), 3/4", 2-way, Cv 7.4 ¦Valve Actuator, Spring return, AC/DC 24 V, 2...10 V, 1 x SPDT, modulating | 804.00
B218+LRB120-3 | Characterized Control Valve | Water | Characterized Control Valve (CCV), 3/4", 2-way, Cv 7.4 ¦Valve Actuator, Non fail-safe, AC 100...240 V, On/Off, Floating point | 435.00
B218+LRB24-3 | Characterized Control Valve | Water | Characterized Control Valve (CCV), 3/4", 2-way, Cv 7.4 ¦Valve Actuator, Non fail-safe, AC/DC 24 V, On/Off, Floating point | 389.00
B218+LRB24-3-S | Characterized Control Valve | Water | Characterized Control Valve (CCV), 3/4", 2-way, Cv 7.4 ¦Valve Actuator, Non fail-safe, AC/DC 24 V, On/Off, Floating point, 1 x SPDT | 490.00
B218+LRB24-3-T | Characterized Control Valve | Water | Characterized Control Valve (CCV), 3/4", 2-way, Cv 7.4 ¦Valve Actuator, Non fail-safe, AC/DC 24 V, On/Off, Floating point, terminals | 370.00
B218+LRB24-MFT | Characterized Control Valve | Water | Characterized Control Valve (CCV), 3/4", 2-way, Cv 7.4 ¦Valve Actuator, Non fail-safe, AC/DC 24 V, 2...10 V, MFT/programmable | 664.00
B218+LRB24-SR | Characterized Control Valve | Water | Characterized Control Valve (CCV), 3/4", 2-way, Cv 7.4 ¦Valve Actuator, Non fail-safe, AC/DC 24 V, 2...10 V, modulating | 500.00
B218+LRB24-SR-T | Characterized Control Valve | Water | Characterized Control Valve (CCV), 3/4", 2-way, Cv 7.4 ¦Valve Actuator, Non fail-safe, AC/DC 24 V, 2...10 V, terminals, modulating | 477.00
B218+LRCB24-3 | Characterized Control Valve | Water | Characterized Control Valve (CCV), 3/4", 2-way, Cv 7.4 ¦Valve Actuator, Non fail-safe, AC/DC 24 V, On/Off, Floating point | 423.00
B218+LRQX24-1 | Characterized Control Valve | Water | Characterized Control Valve (CCV), 3/4", 2-way, Cv 7.4 ¦Configurable Valve Actuator, Non fail-safe, AC/DC 24 V, On/Off | 791.00
B218+LRQX24-MFT | Characterized Control Valve | Water | Characterized Control Valve (CCV), 3/4", 2-way, Cv 7.4 ¦Configurable Valve Actuator, Non fail-safe, AC/DC 24 V, 2...10 V, MFT/programmable | 849.00
B218+LRX120-3 | Characterized Control Valve | Water | Characterized Control Valve (CCV), 3/4", 2-way, Cv 7.4 ¦Configurable Valve Actuator, Non fail-safe, AC 100...240 V, On/Off, Floating point | 435.00
B218+LRX120-SR | Characterized Control Valve | Water | Characterized Control Valve (CCV), 3/4", 2-way, Cv 7.4 ¦Configurable Valve Actuator, Non fail-safe, AC 100...240 V, 2...10 V, modulating | 536.00
B218+LRX24-3 | Characterized Control Valve | Water | Characterized Control Valve (CCV), 3/4", 2-way, Cv 7.4 ¦Configurable Valve Actuator, Non fail-safe, AC/DC 24 V, On/Off, Floating point | 389.00
B218+LRX24-3-S | Characterized Control Valve | Water | Characterized Control Valve (CCV), 3/4", 2-way, Cv 7.4 ¦Configurable Valve Actuator, Non fail-safe, AC/DC 24 V, On/Off, Floating point, 1 x SPDT | 490.00
B218+LRX24-3-T | Characterized Control Valve | Water | Characterized Control Valve (CCV), 3/4", 2-way, Cv 7.4 ¦Configurable Valve Actuator, Non fail-safe, AC/DC 24 V, On/Off, Floating point, terminals | 370.00
B218+LRX24-MFT | Characterized Control Valve | Water | Characterized Control Valve (CCV), 3/4", 2-way, Cv 7.4 ¦Configurable Valve Actuator, Non fail-safe, AC/DC 24 V, 2...10 V, MFT/programmable | 664.00
B218+LRX24-MFT95 | Characterized Control Valve | Water | Characterized Control Valve (CCV), 3/4", 2-way, Cv 7.4 ¦Configurable Valve Actuator, Non fail-safe, AC/DC 24 V, 0...135 Ω, MFT/programmable | 774.00
B218+LRX24-PC | Characterized Control Valve | Water | Characterized Control Valve (CCV), 3/4", 2-way, Cv 7.4 ¦Configurable Valve Actuator, Non fail-safe, AC/DC 24 V, 0...20 V PhC, modulating | 774.00
B218+LRX24-SR | Characterized Control Valve | Water | Characterized Control Valve (CCV), 3/4", 2-way, Cv 7.4 ¦Configurable Valve Actuator, Non fail-safe, AC/DC 24 V, 2...10 V, modulating | 500.00
B218+LRX24-SR-T | Characterized Control Valve | Water | Characterized Control Valve (CCV), 3/4", 2-way, Cv 7.4 ¦Configurable Valve Actuator, Non fail-safe, AC/DC 24 V, 2...10 V, terminals, modulating | 477.00
B218+NRX24-3-T N4 | Characterized Control Valve | Water | Characterized Control Valve (CCV), 3/4", 2-way, Cv 7.4 ¦Configurable Valve Actuator, Non fail-safe, AC/DC 24 V, On/Off, Floating point, NEMA 4X, terminals | 753.00
B218+NRX24-MFT-T N4 | Characterized Control Valve | Water | Characterized Control Valve (CCV), 3/4", 2-way, Cv 7.4 ¦Configurable Valve Actuator, Non fail-safe, AC/DC 24 V, 2...10 V, NEMA 4X, terminals | 1025.00
B218+NRX24-SR-T N4 | Characterized Control Valve | Water | Characterized Control Valve (CCV), 3/4", 2-way, Cv 7.4 ¦Configurable Valve Actuator, Non fail-safe, AC/DC 24 V, 2...10 V, NEMA 4X, terminals | 870.00
B218+TFRB120 | Characterized Control Valve | Water | Characterized Control Valve (CCV), 3/4", 2-way, Cv 7.4 ¦Valve Actuator, Spring return, AC 100...240 V, On/Off | 575.00
B218+TFRB120-S | Characterized Control Valve | Water | Characterized Control Valve (CCV), 3/4", 2-way, Cv 7.4 ¦Valve Actuator, Spring return, AC 100...240 V, On/Off, 1 x SPDT | 645.00
B218+TFRB24 | Characterized Control Valve | Water | Characterized Control Valve (CCV), 3/4", 2-way, Cv 7.4 ¦Valve Actuator, Spring return, AC/DC 24 V, On/Off | 518.00
B218+TFRB24-3 | Characterized Control Valve | Water | Characterized Control Valve (CCV), 3/4", 2-way, Cv 7.4 ¦Valve Actuator, Spring return, AC/DC 24 V, Floating point | 579.00
B218+TFRB24-3-S | Characterized Control Valve | Water | Characterized Control Valve (CCV), 3/4", 2-way, Cv 7.4 ¦Valve Actuator, Spring return, AC/DC 24 V, Floating point, 1 x SPDT | 650.00
B218+TFRB24-S | Characterized Control Valve | Water | Characterized Control Valve (CCV), 3/4", 2-way, Cv 7.4 ¦Valve Actuator, Spring return, AC/DC 24 V, On/Off, 1 x SPDT | 588.00
B218+TFRB24-SR | Characterized Control Valve | Water | Characterized Control Valve (CCV), 3/4", 2-way, Cv 7.4 ¦Valve Actuator, Spring return, AC/DC 24 V, 2...10 V, modulating | 617.00
B218+TFRB24-SR-S | Characterized Control Valve | Water | Characterized Control Valve (CCV), 3/4", 2-way, Cv 7.4 ¦Valve Actuator, Spring return, AC/DC 24 V, 2...10 V, 1 x SPDT, modulating | 687.00
B218+TFRX120 | Characterized Control Valve | Water | Characterized Control Valve (CCV), 3/4", 2-way, Cv 7.4 ¦Configurable Valve Actuator, Spring return, AC 100...240 V, On/Off | 575.00
B218+TFRX120-S | Characterized Control Valve | Water | Characterized Control Valve (CCV), 3/4", 2-way, Cv 7.4 ¦Configurable Valve Actuator, Spring return, AC 100...240 V, On/Off, 1 x SPDT | 645.00
B218+TFRX24 | Characterized Control Valve | Water | Characterized Control Valve (CCV), 3/4", 2-way, Cv 7.4 ¦Configurable Valve Actuator, Spring return, AC/DC 24 V, On/Off | 518.00
B218+TFRX24-3 | Characterized Control Valve | Water | Characterized Control Valve (CCV), 3/4", 2-way, Cv 7.4 ¦Configurable Valve Actuator, Spring return, AC/DC 24 V, Floating point | 579.00
B218+TFRX24-3-S | Characterized Control Valve | Water | Characterized Control Valve (CCV), 3/4", 2-way, Cv 7.4 ¦Configurable Valve Actuator, Spring return, AC/DC 24 V, Floating point, 1 x SPDT | 650.00
B218+TFRX24-MFT | Characterized Control Valve | Water | Characterized Control Valve (CCV), 3/4", 2-way, Cv 7.4 ¦Configurable Valve Actuator, Spring return, AC/DC 24 V, 2...10 V, MFT/programmable | 709.00
B218+TFRX24-S | Characterized Control Valve | Water | Characterized Control Valve (CCV), 3/4", 2-way, Cv 7.4 ¦Configurable Valve Actuator, Spring return, AC/DC 24 V, On/Off, 1 x SPDT | 588.00
B218+TFRX24-SR | Characterized Control Valve | Water | Characterized Control Valve (CCV), 3/4", 2-way, Cv 7.4 ¦Configurable Valve Actuator, Spring return, AC/DC 24 V, 2...10 V, modulating | 617.00
B218+TFRX24-SR-S | Characterized Control Valve | Water | Characterized Control Valve (CCV), 3/4", 2-way, Cv 7.4 ¦Configurable Valve Actuator, Spring return, AC/DC 24 V, 2...10 V, 1 x SPDT, modulating | 687.00
B218+TR24-3 US | Characterized Control Valve | Water | Characterized Control Valve (CCV), 3/4", 2-way, Cv 7.4 ¦Valve Actuator, Non fail-safe, AC 24 V, On/Off, Floating point | 353.00
B218+TR24-3/300 US | Characterized Control Valve | Water | Characterized Control Valve (CCV), 3/4", 2-way, Cv 7.4 ¦Valve Actuator, Non fail-safe, AC 24 V, On/Off | 370.00
B218+TR24-3/500 US | Characterized Control Valve | Water | Characterized Control Valve (CCV), 3/4", 2-way, Cv 7.4 ¦Valve Actuator, Non fail-safe, AC 24 V, On/Off | 400.00
B218+TR24-3-T US | Characterized Control Valve | Water | Characterized Control Valve (CCV), 3/4", 2-way, Cv 7.4 ¦Valve Actuator, Non fail-safe, AC 24 V, On/Off, Floating point, terminals | 332.00
B218+TR24-SR US | Characterized Control Valve | Water | Characterized Control Valve (CCV), 3/4", 2-way, Cv 7.4 ¦Valve Actuator, Non fail-safe, AC/DC 24 V, 2...10 V, modulating | 458.00
B218+TR24-SR/300 US | Characterized Control Valve | Water | Characterized Control Valve (CCV), 3/4", 2-way, Cv 7.4 ¦Valve Actuator, Non fail-safe, AC/DC 24 V, 2...10 V, modulating | 476.00
B218+TR24-SR/500 US | Characterized Control Valve | Water | Characterized Control Valve (CCV), 3/4", 2-way, Cv 7.4 ¦Valve Actuator, Non fail-safe, AC/DC 24 V, 2...10 V, modulating | 500.00
B218+TR24-SR-T US | Characterized Control Valve | Water | Characterized Control Valve (CCV), 3/4", 2-way, Cv 7.4 ¦Valve Actuator, Non fail-safe, AC/DC 24 V, 2...10 V, terminals, modulating | 442.00
B218B | Characterized Control Valve | Water | Characterized Control Valve (CCV), 3/4", 2-way, Cv 7.4 | 146.00
B218B+LF120 US | Characterized Control Valve | Water | Characterized Control Valve (CCV), 3/4", 2-way, Cv 7.4 ¦Valve Actuator, Spring return, AC 120 V, On/Off | 639.00
B218B+LF120-S US | Characterized Control Valve | Water | Characterized Control Valve (CCV), 3/4", 2-way, Cv 7.4 ¦Valve Actuator, Spring return, AC 120 V, On/Off, 1 x SPDT | 708.00
B218B+LF24 US | Characterized Control Valve | Water | Characterized Control Valve (CCV), 3/4", 2-way, Cv 7.4 ¦Valve Actuator, Spring return, AC/DC 24 V, On/Off | 563.00
B218B+LF24-3 US | Characterized Control Valve | Water | Characterized Control Valve (CCV), 3/4", 2-way, Cv 7.4 ¦Valve Actuator, Spring return, AC/DC 24 V, On/Off, Floating point | 696.00
B218B+LF24-S US | Characterized Control Valve | Water | Characterized Control Valve (CCV), 3/4", 2-way, Cv 7.4 ¦Valve Actuator, Spring return, AC/DC 24 V, On/Off, 1 x SPDT | 633.00
B218B+LF24-SR US | Characterized Control Valve | Water | Characterized Control Valve (CCV), 3/4", 2-way, Cv 7.4 ¦Valve Actuator, Spring return, AC/DC 24 V, 2...10 V, modulating | 716.00
B218B+LF24-SR-S US | Characterized Control Valve | Water | Characterized Control Valve (CCV), 3/4", 2-way, Cv 7.4 ¦Valve Actuator, Spring return, AC/DC 24 V, 2...10 V, 1 x SPDT, modulating | 785.00
B218B+LRB120-3 | Characterized Control Valve | Water | Characterized Control Valve (CCV), 3/4", 2-way, Cv 7.4 ¦Valve Actuator, Non fail-safe, AC 100...240 V, On/Off, Floating point | 415.00
B218B+LRB24-3 | Characterized Control Valve | Water | Characterized Control Valve (CCV), 3/4", 2-way, Cv 7.4 ¦Valve Actuator, Non fail-safe, AC/DC 24 V, On/Off, Floating point | 370.00
B218B+LRB24-3-S | Characterized Control Valve | Water | Characterized Control Valve (CCV), 3/4", 2-way, Cv 7.4 ¦Valve Actuator, Non fail-safe, AC/DC 24 V, On/Off, Floating point, 1 x SPDT | 473.00
B218B+LRB24-3-T | Characterized Control Valve | Water | Characterized Control Valve (CCV), 3/4", 2-way, Cv 7.4 ¦Valve Actuator, Non fail-safe, AC/DC 24 V, On/Off, Floating point, terminals | 356.00
B218B+LRB24-SR | Characterized Control Valve | Water | Characterized Control Valve (CCV), 3/4", 2-way, Cv 7.4 ¦Valve Actuator, Non fail-safe, AC/DC 24 V, 2...10 V, modulating | 520.00
B218B+LRB24-SR-T | Characterized Control Valve | Water | Characterized Control Valve (CCV), 3/4", 2-way, Cv 7.4 ¦Valve Actuator, Non fail-safe, AC/DC 24 V, 2...10 V, terminals, modulating | 493.00
B218B+TFRB120 | Characterized Control Valve | Water | Characterized Control Valve (CCV), 3/4", 2-way, Cv 7.4 ¦Valve Actuator, Spring return, AC 100...240 V, On/Off | 556.00
B218B+TFRB120-S | Characterized Control Valve | Water | Characterized Control Valve (CCV), 3/4", 2-way, Cv 7.4 ¦Valve Actuator, Spring return, AC 100...240 V, On/Off, 1 x SPDT | 625.00
B218B+TFRB24 | Characterized Control Valve | Water | Characterized Control Valve (CCV), 3/4", 2-way, Cv 7.4 ¦Valve Actuator, Spring return, AC/DC 24 V, On/Off | 499.00
B218B+TFRB24-3 | Characterized Control Valve | Water | Characterized Control Valve (CCV), 3/4", 2-way, Cv 7.4 ¦Valve Actuator, Spring return, AC/DC 24 V, Floating point | 560.00
B218B+TFRB24-3-S | Characterized Control Valve | Water | Characterized Control Valve (CCV), 3/4", 2-way, Cv 7.4 ¦Valve Actuator, Spring return, AC/DC 24 V, Floating point, 1 x SPDT | 630.00
B218B+TFRB24-S | Characterized Control Valve | Water | Characterized Control Valve (CCV), 3/4", 2-way, Cv 7.4 ¦Valve Actuator, Spring return, AC/DC 24 V, On/Off, 1 x SPDT | 569.00
B218B+TFRB24-SR | Characterized Control Valve | Water | Characterized Control Valve (CCV), 3/4", 2-way, Cv 7.4 ¦Valve Actuator, Spring return, AC/DC 24 V, 2...10 V, modulating | 597.00
B218B+TFRB24-SR-S | Characterized Control Valve | Water | Characterized Control Valve (CCV), 3/4", 2-way, Cv 7.4 ¦Valve Actuator, Spring return, AC/DC 24 V, 2...10 V, 1 x SPDT, modulating | 666.00
B218B+TR24-3 US | Characterized Control Valve | Water | Characterized Control Valve (CCV), 3/4", 2-way, Cv 7.4 ¦Valve Actuator, Non fail-safe, AC 24 V, On/Off, Floating point | 305.00
B218B+TR24-3/300 US | Characterized Control Valve | Water | Characterized Control Valve (CCV), 3/4", 2-way, Cv 7.4 ¦Valve Actuator, Non fail-safe, AC 24 V, On/Off | 325.00
B218B+TR24-3/500 US | Characterized Control Valve | Water | Characterized Control Valve (CCV), 3/4", 2-way, Cv 7.4 ¦Valve Actuator, Non fail-safe, AC 24 V, On/Off | 351.00
B218B+TR24-3-T US | Characterized Control Valve | Water | Characterized Control Valve (CCV), 3/4", 2-way, Cv 7.4 ¦Valve Actuator, Non fail-safe, AC 24 V, On/Off, Floating point, terminals | 288.00
B218B+TR24-SR US | Characterized Control Valve | Water | Characterized Control Valve (CCV), 3/4", 2-way, Cv 7.4 ¦Valve Actuator, Non fail-safe, AC/DC 24 V, 2...10 V, modulating | 412.00
B218B+TR24-SR/300 US | Characterized Control Valve | Water | Characterized Control Valve (CCV), 3/4", 2-way, Cv 7.4 ¦Valve Actuator, Non fail-safe, AC/DC 24 V, 2...10 V, modulating | 421.00
B218B+TR24-SR/500 US | Characterized Control Valve | Water | Characterized Control Valve (CCV), 3/4", 2-way, Cv 7.4 ¦Valve Actuator, Non fail-safe, AC/DC 24 V, 2...10 V, modulating | 445.00
B218B+TR24-SR-T US | Characterized Control Valve | Water | Characterized Control Valve (CCV), 3/4", 2-way, Cv 7.4 ¦Valve Actuator, Non fail-safe, AC/DC 24 V, 2...10 V, terminals, modulating | 397.00
B219 | Characterized Control Valve | Water | Characterized Control Valve (CCV), 3/4", 2-way, Cv 10 | 190.00
B219+LF120 US | Characterized Control Valve | Water | Characterized Control Valve (CCV), 3/4", 2-way, Cv 10 ¦Valve Actuator, Spring return, AC 120 V, On/Off | 652.00
B219+LF120-S US | Characterized Control Valve | Water | Characterized Control Valve (CCV), 3/4", 2-way, Cv 10 ¦Valve Actuator, Spring return, AC 120 V, On/Off, 1 x SPDT | 722.00
B219+LF24 US | Characterized Control Valve | Water | Characterized Control Valve (CCV), 3/4", 2-way, Cv 10 ¦Valve Actuator, Spring return, AC/DC 24 V, On/Off | 586.00
B219+LF24-3 US | Characterized Control Valve | Water | Characterized Control Valve (CCV), 3/4", 2-way, Cv 10 ¦Valve Actuator, Spring return, AC/DC 24 V, On/Off, Floating point | 719.00
B219+LF24-MFT US | Characterized Control Valve | Water | Characterized Control Valve (CCV), 3/4", 2-way, Cv 10 ¦Configurable Valve Actuator, Spring return, AC/DC 24 V, 2...10 V, MFT/programmable | 845.00
B219+LF24-MFT-S US | Characterized Control Valve | Water | Characterized Control Valve (CCV), 3/4", 2-way, Cv 10 ¦Configurable Valve Actuator, Spring return, AC/DC 24 V, 2...10 V, 1 x SPDT, MFT/programmable | 916.00
B219+LF24-S US | Characterized Control Valve | Water | Characterized Control Valve (CCV), 3/4", 2-way, Cv 10 ¦Valve Actuator, Spring return, AC/DC 24 V, On/Off, 1 x SPDT | 655.00
B219+LF24-SR US | Characterized Control Valve | Water | Characterized Control Valve (CCV), 3/4", 2-way, Cv 10 ¦Valve Actuator, Spring return, AC/DC 24 V, 2...10 V, modulating | 736.00
B219+LF24-SR-S US | Characterized Control Valve | Water | Characterized Control Valve (CCV), 3/4", 2-way, Cv 10 ¦Valve Actuator, Spring return, AC/DC 24 V, 2...10 V, 1 x SPDT, modulating | 807.00
B219+LRB120-3 | Characterized Control Valve | Water | Characterized Control Valve (CCV), 3/4", 2-way, Cv 10 ¦Valve Actuator, Non fail-safe, AC 100...240 V, On/Off, Floating point | 438.00
B219+LRB24-3 | Characterized Control Valve | Water | Characterized Control Valve (CCV), 3/4", 2-way, Cv 10 ¦Valve Actuator, Non fail-safe, AC/DC 24 V, On/Off, Floating point | 393.00
B219+LRB24-3-S | Characterized Control Valve | Water | Characterized Control Valve (CCV), 3/4", 2-way, Cv 10 ¦Valve Actuator, Non fail-safe, AC/DC 24 V, On/Off, Floating point, 1 x SPDT | 494.00
B219+LRB24-3-T | Characterized Control Valve | Water | Characterized Control Valve (CCV), 3/4", 2-way, Cv 10 ¦Valve Actuator, Non fail-safe, AC/DC 24 V, On/Off, Floating point, terminals | 372.00
B219+LRB24-MFT | Characterized Control Valve | Water | Characterized Control Valve (CCV), 3/4", 2-way, Cv 10 ¦Valve Actuator, Non fail-safe, AC/DC 24 V, 2...10 V, MFT/programmable | 670.00
B219+LRB24-SR | Characterized Control Valve | Water | Characterized Control Valve (CCV), 3/4", 2-way, Cv 10 ¦Valve Actuator, Non fail-safe, AC/DC 24 V, 2...10 V, modulating | 507.00
B219+LRB24-SR-T | Characterized Control Valve | Water | Characterized Control Valve (CCV), 3/4", 2-way, Cv 10 ¦Valve Actuator, Non fail-safe, AC/DC 24 V, 2...10 V, terminals, modulating | 484.00
B219+LRCB24-3 | Characterized Control Valve | Water | Characterized Control Valve (CCV), 3/4", 2-way, Cv 10 ¦Valve Actuator, Non fail-safe, AC/DC 24 V, On/Off, Floating point | 426.00
B219+LRQX24-1 | Characterized Control Valve | Water | Characterized Control Valve (CCV), 3/4", 2-way, Cv 10 ¦Configurable Valve Actuator, Non fail-safe, AC/DC 24 V, On/Off | 793.00
B219+LRQX24-MFT | Characterized Control Valve | Water | Characterized Control Valve (CCV), 3/4", 2-way, Cv 10 ¦Configurable Valve Actuator, Non fail-safe, AC/DC 24 V, 2...10 V, MFT/programmable | 852.00
B219+LRX120-3 | Characterized Control Valve | Water | Characterized Control Valve (CCV), 3/4", 2-way, Cv 10 ¦Configurable Valve Actuator, Non fail-safe, AC 100...240 V, On/Off, Floating point | 438.00
B219+LRX120-SR | Characterized Control Valve | Water | Characterized Control Valve (CCV), 3/4", 2-way, Cv 10 ¦Configurable Valve Actuator, Non fail-safe, AC 100...240 V, 2...10 V, modulating | 538.00
B219+LRX24-3 | Characterized Control Valve | Water | Characterized Control Valve (CCV), 3/4", 2-way, Cv 10 ¦Configurable Valve Actuator, Non fail-safe, AC/DC 24 V, On/Off, Floating point | 393.00
B219+LRX24-3-S | Characterized Control Valve | Water | Characterized Control Valve (CCV), 3/4", 2-way, Cv 10 ¦Configurable Valve Actuator, Non fail-safe, AC/DC 24 V, On/Off, Floating point, 1 x SPDT | 494.00
B219+LRX24-3-T | Characterized Control Valve | Water | Characterized Control Valve (CCV), 3/4", 2-way, Cv 10 ¦Configurable Valve Actuator, Non fail-safe, AC/DC 24 V, On/Off, Floating point, terminals | 372.00
B219+LRX24-MFT | Characterized Control Valve | Water | Characterized Control Valve (CCV), 3/4", 2-way, Cv 10 ¦Configurable Valve Actuator, Non fail-safe, AC/DC 24 V, 2...10 V, MFT/programmable | 670.00
B219+LRX24-MFT95 | Characterized Control Valve | Water | Characterized Control Valve (CCV), 3/4", 2-way, Cv 10 ¦Configurable Valve Actuator, Non fail-safe, AC/DC 24 V, 0...135 Ω, MFT/programmable | 776.00
B219+LRX24-PC | Characterized Control Valve | Water | Characterized Control Valve (CCV), 3/4", 2-way, Cv 10 ¦Configurable Valve Actuator, Non fail-safe, AC/DC 24 V, 0...20 V PhC, modulating | 776.00
B219+LRX24-SR | Characterized Control Valve | Water | Characterized Control Valve (CCV), 3/4", 2-way, Cv 10 ¦Configurable Valve Actuator, Non fail-safe, AC/DC 24 V, 2...10 V, modulating | 507.00
B219+LRX24-SR-T | Characterized Control Valve | Water | Characterized Control Valve (CCV), 3/4", 2-way, Cv 10 ¦Configurable Valve Actuator, Non fail-safe, AC/DC 24 V, 2...10 V, terminals, modulating | 484.00
B219+NRX24-3-T N4 | Characterized Control Valve | Water | Characterized Control Valve (CCV), 3/4", 2-way, Cv 10 ¦Configurable Valve Actuator, Non fail-safe, AC/DC 24 V, On/Off, Floating point, NEMA 4X, terminals | 755.00
B219+NRX24-MFT-T N4 | Characterized Control Valve | Water | Characterized Control Valve (CCV), 3/4", 2-way, Cv 10 ¦Configurable Valve Actuator, Non fail-safe, AC/DC 24 V, 2...10 V, NEMA 4X, terminals | 1027.00
B219+NRX24-SR-T N4 | Characterized Control Valve | Water | Characterized Control Valve (CCV), 3/4", 2-way, Cv 10 ¦Configurable Valve Actuator, Non fail-safe, AC/DC 24 V, 2...10 V, NEMA 4X, terminals | 873.00
B219+TFRB120 | Characterized Control Valve | Water | Characterized Control Valve (CCV), 3/4", 2-way, Cv 10 ¦Valve Actuator, Spring return, AC 100...240 V, On/Off | 572.00
B219+TFRB120-S | Characterized Control Valve | Water | Characterized Control Valve (CCV), 3/4", 2-way, Cv 10 ¦Valve Actuator, Spring return, AC 100...240 V, On/Off, 1 x SPDT | 642.00
B219+TFRB24 | Characterized Control Valve | Water | Characterized Control Valve (CCV), 3/4", 2-way, Cv 10 ¦Valve Actuator, Spring return, AC/DC 24 V, On/Off | 516.00
B219+TFRB24-3 | Characterized Control Valve | Water | Characterized Control Valve (CCV), 3/4", 2-way, Cv 10 ¦Valve Actuator, Spring return, AC/DC 24 V, Floating point | 577.00
B219+TFRB24-3-S | Characterized Control Valve | Water | Characterized Control Valve (CCV), 3/4", 2-way, Cv 10 ¦Valve Actuator, Spring return, AC/DC 24 V, Floating point, 1 x SPDT | 647.00
B219+TFRB24-S | Characterized Control Valve | Water | Characterized Control Valve (CCV), 3/4", 2-way, Cv 10 ¦Valve Actuator, Spring return, AC/DC 24 V, On/Off, 1 x SPDT | 585.00
B219+TFRB24-SR | Characterized Control Valve | Water | Characterized Control Valve (CCV), 3/4", 2-way, Cv 10 ¦Valve Actuator, Spring return, AC/DC 24 V, 2...10 V, modulating | 614.00
B219+TFRB24-SR-S | Characterized Control Valve | Water | Characterized Control Valve (CCV), 3/4", 2-way, Cv 10 ¦Valve Actuator, Spring return, AC/DC 24 V, 2...10 V, 1 x SPDT, modulating | 685.00
B219+TFRX120 | Characterized Control Valve | Water | Characterized Control Valve (CCV), 3/4", 2-way, Cv 10 ¦Configurable Valve Actuator, Spring return, AC 100...240 V, On/Off | 572.00
B219+TFRX120-S | Characterized Control Valve | Water | Characterized Control Valve (CCV), 3/4", 2-way, Cv 10 ¦Configurable Valve Actuator, Spring return, AC 100...240 V, On/Off, 1 x SPDT | 642.00
B219+TFRX24 | Characterized Control Valve | Water | Characterized Control Valve (CCV), 3/4", 2-way, Cv 10 ¦Configurable Valve Actuator, Spring return, AC/DC 24 V, On/Off | 516.00
B219+TFRX24-3 | Characterized Control Valve | Water | Characterized Control Valve (CCV), 3/4", 2-way, Cv 10 ¦Configurable Valve Actuator, Spring return, AC/DC 24 V, Floating point | 577.00
B219+TFRX24-3-S | Characterized Control Valve | Water | Characterized Control Valve (CCV), 3/4", 2-way, Cv 10 ¦Configurable Valve Actuator, Spring return, AC/DC 24 V, Floating point, 1 x SPDT | 647.00
B219+TFRX24-MFT | Characterized Control Valve | Water | Characterized Control Valve (CCV), 3/4", 2-way, Cv 10 ¦Configurable Valve Actuator, Spring return, AC/DC 24 V, 2...10 V, MFT/programmable | 706.00
B219+TFRX24-S | Characterized Control Valve | Water | Characterized Control Valve (CCV), 3/4", 2-way, Cv 10 ¦Configurable Valve Actuator, Spring return, AC/DC 24 V, On/Off, 1 x SPDT | 585.00
B219+TFRX24-SR | Characterized Control Valve | Water | Characterized Control Valve (CCV), 3/4", 2-way, Cv 10 ¦Configurable Valve Actuator, Spring return, AC/DC 24 V, 2...10 V, modulating | 614.00
B219+TFRX24-SR-S | Characterized Control Valve | Water | Characterized Control Valve (CCV), 3/4", 2-way, Cv 10 ¦Configurable Valve Actuator, Spring return, AC/DC 24 V, 2...10 V, 1 x SPDT, modulating | 685.00
B219+TR24-3 US | Characterized Control Valve | Water | Characterized Control Valve (CCV), 3/4", 2-way, Cv 10 ¦Valve Actuator, Non fail-safe, AC 24 V, On/Off, Floating point | 353.00
B219+TR24-3/300 US | Characterized Control Valve | Water | Characterized Control Valve (CCV), 3/4", 2-way, Cv 10 ¦Valve Actuator, Non fail-safe, AC 24 V, On/Off | 369.00
B219+TR24-3/500 US | Characterized Control Valve | Water | Characterized Control Valve (CCV), 3/4", 2-way, Cv 10 ¦Valve Actuator, Non fail-safe, AC 24 V, On/Off | 402.00
B219+TR24-3-T US | Characterized Control Valve | Water | Characterized Control Valve (CCV), 3/4", 2-way, Cv 10 ¦Valve Actuator, Non fail-safe, AC 24 V, On/Off, Floating point, terminals | 332.00
B219+TR24-SR US | Characterized Control Valve | Water | Characterized Control Valve (CCV), 3/4", 2-way, Cv 10 ¦Valve Actuator, Non fail-safe, AC/DC 24 V, 2...10 V, modulating | 459.00
B219+TR24-SR/300 US | Characterized Control Valve | Water | Characterized Control Valve (CCV), 3/4", 2-way, Cv 10 ¦Valve Actuator, Non fail-safe, AC/DC 24 V, 2...10 V, modulating | 476.00
B219+TR24-SR/500 US | Characterized Control Valve | Water | Characterized Control Valve (CCV), 3/4", 2-way, Cv 10 ¦Valve Actuator, Non fail-safe, AC/DC 24 V, 2...10 V, modulating | 500.00
B219+TR24-SR-T US | Characterized Control Valve | Water | Characterized Control Valve (CCV), 3/4", 2-way, Cv 10 ¦Valve Actuator, Non fail-safe, AC/DC 24 V, 2...10 V, terminals, modulating | 444.00
B219B | Characterized Control Valve | Water | Characterized Control Valve (CCV), 3/4", 2-way, Cv 10 | 152.00
B219B+LF120 US | Characterized Control Valve | Water | Characterized Control Valve (CCV), 3/4", 2-way, Cv 10 ¦Valve Actuator, Spring return, AC 120 V, On/Off | 641.00
B219B+LF120-S US | Characterized Control Valve | Water | Characterized Control Valve (CCV), 3/4", 2-way, Cv 10 ¦Valve Actuator, Spring return, AC 120 V, On/Off, 1 x SPDT | 711.00
B219B+LF24 US | Characterized Control Valve | Water | Characterized Control Valve (CCV), 3/4", 2-way, Cv 10 ¦Valve Actuator, Spring return, AC/DC 24 V, On/Off | 567.00
B219B+LF24-3 US | Characterized Control Valve | Water | Characterized Control Valve (CCV), 3/4", 2-way, Cv 10 ¦Valve Actuator, Spring return, AC/DC 24 V, On/Off, Floating point | 699.00
B219B+LF24-S US | Characterized Control Valve | Water | Characterized Control Valve (CCV), 3/4", 2-way, Cv 10 ¦Valve Actuator, Spring return, AC/DC 24 V, On/Off, 1 x SPDT | 637.00
B219B+LF24-SR US | Characterized Control Valve | Water | Characterized Control Valve (CCV), 3/4", 2-way, Cv 10 ¦Valve Actuator, Spring return, AC/DC 24 V, 2...10 V, modulating | 719.00
B219B+LF24-SR-S US | Characterized Control Valve | Water | Characterized Control Valve (CCV), 3/4", 2-way, Cv 10 ¦Valve Actuator, Spring return, AC/DC 24 V, 2...10 V, 1 x SPDT, modulating | 788.00
B219B+LRB120-3 | Characterized Control Valve | Water | Characterized Control Valve (CCV), 3/4", 2-way, Cv 10 ¦Valve Actuator, Non fail-safe, AC 100...240 V, On/Off, Floating point | 419.00
B219B+LRB24-3 | Characterized Control Valve | Water | Characterized Control Valve (CCV), 3/4", 2-way, Cv 10 ¦Valve Actuator, Non fail-safe, AC/DC 24 V, On/Off, Floating point | 372.00
B219B+LRB24-3-S | Characterized Control Valve | Water | Characterized Control Valve (CCV), 3/4", 2-way, Cv 10 ¦Valve Actuator, Non fail-safe, AC/DC 24 V, On/Off, Floating point, 1 x SPDT | 475.00
B219B+LRB24-3-T | Characterized Control Valve | Water | Characterized Control Valve (CCV), 3/4", 2-way, Cv 10 ¦Valve Actuator, Non fail-safe, AC/DC 24 V, On/Off, Floating point, terminals | 358.00
B219B+LRB24-SR | Characterized Control Valve | Water | Characterized Control Valve (CCV), 3/4", 2-way, Cv 10 ¦Valve Actuator, Non fail-safe, AC/DC 24 V, 2...10 V, modulating | 522.00
B219B+LRB24-SR-T | Characterized Control Valve | Water | Characterized Control Valve (CCV), 3/4", 2-way, Cv 10 ¦Valve Actuator, Non fail-safe, AC/DC 24 V, 2...10 V, terminals, modulating | 496.00
B219B+TFRB120 | Characterized Control Valve | Water | Characterized Control Valve (CCV), 3/4", 2-way, Cv 10 ¦Valve Actuator, Spring return, AC 100...240 V, On/Off | 553.00
B219B+TFRB120-S | Characterized Control Valve | Water | Characterized Control Valve (CCV), 3/4", 2-way, Cv 10 ¦Valve Actuator, Spring return, AC 100...240 V, On/Off, 1 x SPDT | 622.00
B219B+TFRB24 | Characterized Control Valve | Water | Characterized Control Valve (CCV), 3/4", 2-way, Cv 10 ¦Valve Actuator, Spring return, AC/DC 24 V, On/Off | 499.00
B219B+TFRB24-3 | Characterized Control Valve | Water | Characterized Control Valve (CCV), 3/4", 2-way, Cv 10 ¦Valve Actuator, Spring return, AC/DC 24 V, Floating point | 560.00
B219B+TFRB24-3-S | Characterized Control Valve | Water | Characterized Control Valve (CCV), 3/4", 2-way, Cv 10 ¦Valve Actuator, Spring return, AC/DC 24 V, Floating point, 1 x SPDT | 630.00
B219B+TFRB24-S | Characterized Control Valve | Water | Characterized Control Valve (CCV), 3/4", 2-way, Cv 10 ¦Valve Actuator, Spring return, AC/DC 24 V, On/Off, 1 x SPDT | 569.00
B219B+TFRB24-SR | Characterized Control Valve | Water | Characterized Control Valve (CCV), 3/4", 2-way, Cv 10 ¦Valve Actuator, Spring return, AC/DC 24 V, 2...10 V, modulating | 597.00
B219B+TFRB24-SR-S | Characterized Control Valve | Water | Characterized Control Valve (CCV), 3/4", 2-way, Cv 10 ¦Valve Actuator, Spring return, AC/DC 24 V, 2...10 V, 1 x SPDT, modulating | 666.00
B219B+TR24-3 US | Characterized Control Valve | Water | Characterized Control Valve (CCV), 3/4", 2-way, Cv 10 ¦Valve Actuator, Non fail-safe, AC 24 V, On/Off, Floating point | 305.00
B219B+TR24-3/300 US | Characterized Control Valve | Water | Characterized Control Valve (CCV), 3/4", 2-way, Cv 10 ¦Valve Actuator, Non fail-safe, AC 24 V, On/Off | 324.00
B219B+TR24-3/500 US | Characterized Control Valve | Water | Characterized Control Valve (CCV), 3/4", 2-way, Cv 10 ¦Valve Actuator, Non fail-safe, AC 24 V, On/Off | 350.00
B219B+TR24-3-T US | Characterized Control Valve | Water | Characterized Control Valve (CCV), 3/4", 2-way, Cv 10 ¦Valve Actuator, Non fail-safe, AC 24 V, On/Off, Floating point, terminals | 288.00
B219B+TR24-SR US | Characterized Control Valve | Water | Characterized Control Valve (CCV), 3/4", 2-way, Cv 10 ¦Valve Actuator, Non fail-safe, AC/DC 24 V, 2...10 V, modulating | 412.00
B219B+TR24-SR/300 US | Characterized Control Valve | Water | Characterized Control Valve (CCV), 3/4", 2-way, Cv 10 ¦Valve Actuator, Non fail-safe, AC/DC 24 V, 2...10 V, modulating | 419.00
B219B+TR24-SR/500 US | Characterized Control Valve | Water | Characterized Control Valve (CCV), 3/4", 2-way, Cv 10 ¦Valve Actuator, Non fail-safe, AC/DC 24 V, 2...10 V, modulating | 443.00
B219B+TR24-SR-T US | Characterized Control Valve | Water | Characterized Control Valve (CCV), 3/4", 2-way, Cv 10 ¦Valve Actuator, Non fail-safe, AC/DC 24 V, 2...10 V, terminals, modulating | 397.00
B219VS+GRCX120-3 N4 | Ball Valve - VS | Water | Ball Valve (VS), 3/4", 2-way, Cv 30 ¦Valve Actuator, Non fail-safe, AC 100...240 V, On/Off, Floating point, NEMA 4X | 1981.00
B219VS+GRCX120-SR-T N4 | Ball Valve - VS | Water | Ball Valve (VS), 3/4", 2-way, Cv 30 ¦Valve Actuator, Non fail-safe, AC 100...240 V, modulating, NEMA 4X | 2081.00
B219VS+GRCX24-3-T N4 | Ball Valve - VS | Water | Ball Valve (VS), 3/4", 2-way, Cv 30 ¦Configurable Valve Actuator, Non fail-safe, AC/DC 24 V, On/Off, Floating point, NEMA 4X, terminals | 1860.00
B219VS+GRCX24-MFT-T N4 | Ball Valve - VS | Water | Ball Valve (VS), 3/4", 2-way, Cv 30 ¦Configurable Valve Actuator, Non fail-safe, AC/DC 24 V, 2...10 V, NEMA 4X, terminals | 1953.00
B219VS+GRX24-3-T N4 | Ball Valve - VS | Water | Ball Valve (VS), 3/4", 2-way, Cv 30 ¦Configurable Valve Actuator, Non fail-safe, AC/DC 24 V, On/Off, Floating point, NEMA 4X, terminals | 1860.00
B219VS+GRX24-MFT-T N4 | Ball Valve - VS | Water | Ball Valve (VS), 3/4", 2-way, Cv 30 ¦Configurable Valve Actuator, Non fail-safe, AC/DC 24 V, 2...10 V, NEMA 4X, terminals | 1953.00
B219VS+NFB24-X1 | Ball Valve - VS | Water | Ball Valve (VS), 3/4", 2-way, Cv 30 ¦Valve Actuator, Spring return, AC/DC 24 V, On/Off | 1165.00
B219VS+NFBUP-S-X1 | Ball Valve - VS | Water | Ball Valve (VS), 3/4", 2-way, Cv 30 ¦Valve Actuator, Spring return, AC 24...240 V / DC 24...125 V, On/Off, 2 x SPDT | 1349.00
B219VS+NFBUP-X1 | Ball Valve - VS | Water | Ball Valve (VS), 3/4", 2-way, Cv 30 ¦Valve Actuator, Spring return, AC 24...240 V / DC 24...125 V, On/Off | 1233.00
B219VS+NFX24-MFT-S-X1 | Ball Valve - VS | Water | Ball Valve (VS), 3/4", 2-way, Cv 30 ¦Configurable Valve Actuator, Spring return, AC/DC 24 V, 2...10 V, 2 x SPDT, MFT/programmable | 1615.00
B219VS+NFX24-MFT-X1 | Ball Valve - VS | Water | Ball Valve (VS), 3/4", 2-way, Cv 30 ¦Configurable Valve Actuator, Spring return, AC/DC 24 V, 2...10 V, MFT/programmable | 1499.00
B219VS+NMB24-3-X1 | Ball Valve - VS | Water | Ball Valve (VS), 3/4", 2-way, Cv 30 ¦Valve Actuator, Non fail-safe, AC/DC 24 V, On/Off, Floating point | 1022.00
B219VS+NMX24-3-X1 | Ball Valve - VS | Water | Ball Valve (VS), 3/4", 2-way, Cv 30 ¦Configurable Valve Actuator, Non fail-safe, AC/DC 24 V, On/Off, Floating point | 1022.00
B219VS+NMX24-MFT-X1 | Ball Valve - VS | Water | Ball Valve (VS), 3/4", 2-way, Cv 30 ¦Configurable Valve Actuator, Non fail-safe, AC/DC 24 V, 2...10 V, MFT/programmable | 1483.00
B219VSS+GRCX120-3 N4 | Ball Valve - VSS | Water | Ball Valve (VSS), 3/4", 2-way, Cv 30 ¦Valve Actuator, Non fail-safe, AC 100...240 V, On/Off, Floating point, NEMA 4X | 2349.00
B219VSS+GRCX120-SR-T N4 | Ball Valve - VSS | Water | Ball Valve (VSS), 3/4", 2-way, Cv 30 ¦Valve Actuator, Non fail-safe, AC 100...240 V, modulating, NEMA 4X | 2448.00
B219VSS+GRCX24-3-T N4 | Ball Valve - VSS | Water | Ball Valve (VSS), 3/4", 2-way, Cv 30 ¦Configurable Valve Actuator, Non fail-safe, AC/DC 24 V, On/Off, Floating point, NEMA 4X, terminals | 2205.00
B219VSS+GRCX24-MFT-T N4 | Ball Valve - VSS | Water | Ball Valve (VSS), 3/4", 2-way, Cv 30 ¦Configurable Valve Actuator, Non fail-safe, AC/DC 24 V, 2...10 V, NEMA 4X, terminals | 2305.00
B219VSS+GRX24-3-T N4 | Ball Valve - VSS | Water | Ball Valve (VSS), 3/4", 2-way, Cv 30 ¦Configurable Valve Actuator, Non fail-safe, AC/DC 24 V, On/Off, Floating point, NEMA 4X, terminals | 2205.00
B219VSS+GRX24-MFT-T N4 | Ball Valve - VSS | Water | Ball Valve (VSS), 3/4", 2-way, Cv 30 ¦Configurable Valve Actuator, Non fail-safe, AC/DC 24 V, 2...10 V, NEMA 4X, terminals | 2305.00
B219VSS+NFB24-X1 | Ball Valve - VSS | Water | Ball Valve (VSS), 3/4", 2-way, Cv 30 ¦Valve Actuator, Spring return, AC/DC 24 V, On/Off | 1630.00
B219VSS+NFBUP-S-X1 | Ball Valve - VSS | Water | Ball Valve (VSS), 3/4", 2-way, Cv 30 ¦Valve Actuator, Spring return, AC 24...240 V / DC 24...125 V, On/Off, 2 x SPDT | 1827.00
B219VSS+NFBUP-X1 | Ball Valve - VSS | Water | Ball Valve (VSS), 3/4", 2-way, Cv 30 ¦Valve Actuator, Spring return, AC 24...240 V / DC 24...125 V, On/Off | 1712.00
B219VSS+NFX24-MFT-S-X1 | Ball Valve - VSS | Water | Ball Valve (VSS), 3/4", 2-way, Cv 30 ¦Configurable Valve Actuator, Spring return, AC/DC 24 V, 2...10 V, 2 x SPDT, MFT/programmable | 2317.00
B219VSS+NFX24-MFT-X1 | Ball Valve - VSS | Water | Ball Valve (VSS), 3/4", 2-way, Cv 30 ¦Configurable Valve Actuator, Spring return, AC/DC 24 V, 2...10 V, MFT/programmable | 2098.00
B219VSS+NMB24-3-X1 | Ball Valve - VSS | Water | Ball Valve (VSS), 3/4", 2-way, Cv 30 ¦Valve Actuator, Non fail-safe, AC/DC 24 V, On/Off, Floating point | 1431.00
B219VSS+NMX24-3-X1 | Ball Valve - VSS | Water | Ball Valve (VSS), 3/4", 2-way, Cv 30 ¦Configurable Valve Actuator, Non fail-safe, AC/DC 24 V, On/Off, Floating point | 1542.00
B219VSS+NMX24-MFT-X1 | Ball Valve - VSS | Water | Ball Valve (VSS), 3/4", 2-way, Cv 30 ¦Configurable Valve Actuator, Non fail-safe, AC/DC 24 V, 2...10 V, MFT/programmable | 1912.00
B220 | Characterized Control Valve | Water | Characterized Control Valve (CCV), 3/4", 2-way, Cv 14 | 193.00
B220+LF120 US | Characterized Control Valve | Water | Characterized Control Valve (CCV), 3/4", 2-way, Cv 14 ¦Valve Actuator, Spring return, AC 120 V, On/Off | 654.00
B220+LF120-S US | Characterized Control Valve | Water | Characterized Control Valve (CCV), 3/4", 2-way, Cv 14 ¦Valve Actuator, Spring return, AC 120 V, On/Off, 1 x SPDT | 724.00
B220+LF24 US | Characterized Control Valve | Water | Characterized Control Valve (CCV), 3/4", 2-way, Cv 14 ¦Valve Actuator, Spring return, AC/DC 24 V, On/Off | 589.00
B220+LF24-3 US | Characterized Control Valve | Water | Characterized Control Valve (CCV), 3/4", 2-way, Cv 14 ¦Valve Actuator, Spring return, AC/DC 24 V, On/Off, Floating point | 721.00
B220+LF24-MFT US | Characterized Control Valve | Water | Characterized Control Valve (CCV), 3/4", 2-way, Cv 14 ¦Configurable Valve Actuator, Spring return, AC/DC 24 V, 2...10 V, MFT/programmable | 847.00
B220+LF24-MFT-S US | Characterized Control Valve | Water | Characterized Control Valve (CCV), 3/4", 2-way, Cv 14 ¦Configurable Valve Actuator, Spring return, AC/DC 24 V, 2...10 V, 1 x SPDT, MFT/programmable | 918.00
B220+LF24-S US | Characterized Control Valve | Water | Characterized Control Valve (CCV), 3/4", 2-way, Cv 14 ¦Valve Actuator, Spring return, AC/DC 24 V, On/Off, 1 x SPDT | 657.00
B220+LF24-SR US | Characterized Control Valve | Water | Characterized Control Valve (CCV), 3/4", 2-way, Cv 14 ¦Valve Actuator, Spring return, AC/DC 24 V, 2...10 V, modulating | 739.00
B220+LF24-SR-S US | Characterized Control Valve | Water | Characterized Control Valve (CCV), 3/4", 2-way, Cv 14 ¦Valve Actuator, Spring return, AC/DC 24 V, 2...10 V, 1 x SPDT, modulating | 809.00
B220+LRB120-3 | Characterized Control Valve | Water | Characterized Control Valve (CCV), 3/4", 2-way, Cv 14 ¦Valve Actuator, Non fail-safe, AC 100...240 V, On/Off, Floating point | 440.00
B220+LRB24-3 | Characterized Control Valve | Water | Characterized Control Valve (CCV), 3/4", 2-way, Cv 14 ¦Valve Actuator, Non fail-safe, AC/DC 24 V, On/Off, Floating point | 396.00
B220+LRB24-3-S | Characterized Control Valve | Water | Characterized Control Valve (CCV), 3/4", 2-way, Cv 14 ¦Valve Actuator, Non fail-safe, AC/DC 24 V, On/Off, Floating point, 1 x SPDT | 496.00
B220+LRB24-3-T | Characterized Control Valve | Water | Characterized Control Valve (CCV), 3/4", 2-way, Cv 14 ¦Valve Actuator, Non fail-safe, AC/DC 24 V, On/Off, Floating point, terminals | 374.00
B220+LRB24-MFT | Characterized Control Valve | Water | Characterized Control Valve (CCV), 3/4", 2-way, Cv 14 ¦Valve Actuator, Non fail-safe, AC/DC 24 V, 2...10 V, MFT/programmable | 672.00
B220+LRB24-SR | Characterized Control Valve | Water | Characterized Control Valve (CCV), 3/4", 2-way, Cv 14 ¦Valve Actuator, Non fail-safe, AC/DC 24 V, 2...10 V, modulating | 508.00
B220+LRB24-SR-T | Characterized Control Valve | Water | Characterized Control Valve (CCV), 3/4", 2-way, Cv 14 ¦Valve Actuator, Non fail-safe, AC/DC 24 V, 2...10 V, terminals, modulating | 486.00
B220+LRCB24-3 | Characterized Control Valve | Water | Characterized Control Valve (CCV), 3/4", 2-way, Cv 14 ¦Valve Actuator, Non fail-safe, AC/DC 24 V, On/Off, Floating point | 428.00
B220+LRQX24-1 | Characterized Control Valve | Water | Characterized Control Valve (CCV), 3/4", 2-way, Cv 14 ¦Configurable Valve Actuator, Non fail-safe, AC/DC 24 V, On/Off | 795.00
B220+LRQX24-MFT | Characterized Control Valve | Water | Characterized Control Valve (CCV), 3/4", 2-way, Cv 14 ¦Configurable Valve Actuator, Non fail-safe, AC/DC 24 V, 2...10 V, MFT/programmable | 854.00
B220+LRX120-3 | Characterized Control Valve | Water | Characterized Control Valve (CCV), 3/4", 2-way, Cv 14 ¦Configurable Valve Actuator, Non fail-safe, AC 100...240 V, On/Off, Floating point | 440.00
B220+LRX120-SR | Characterized Control Valve | Water | Characterized Control Valve (CCV), 3/4", 2-way, Cv 14 ¦Configurable Valve Actuator, Non fail-safe, AC 100...240 V, 2...10 V, modulating | 540.00
B220+LRX24-3 | Characterized Control Valve | Water | Characterized Control Valve (CCV), 3/4", 2-way, Cv 14 ¦Configurable Valve Actuator, Non fail-safe, AC/DC 24 V, On/Off, Floating point | 396.00
B220+LRX24-3-S | Characterized Control Valve | Water | Characterized Control Valve (CCV), 3/4", 2-way, Cv 14 ¦Configurable Valve Actuator, Non fail-safe, AC/DC 24 V, On/Off, Floating point, 1 x SPDT | 496.00
B220+LRX24-3-T | Characterized Control Valve | Water | Characterized Control Valve (CCV), 3/4", 2-way, Cv 14 ¦Configurable Valve Actuator, Non fail-safe, AC/DC 24 V, On/Off, Floating point, terminals | 374.00
B220+LRX24-MFT | Characterized Control Valve | Water | Characterized Control Valve (CCV), 3/4", 2-way, Cv 14 ¦Configurable Valve Actuator, Non fail-safe, AC/DC 24 V, 2...10 V, MFT/programmable | 672.00
B220+LRX24-MFT95 | Characterized Control Valve | Water | Characterized Control Valve (CCV), 3/4", 2-way, Cv 14 ¦Configurable Valve Actuator, Non fail-safe, AC/DC 24 V, 0...135 Ω, MFT/programmable | 779.00
B220+LRX24-PC | Characterized Control Valve | Water | Characterized Control Valve (CCV), 3/4", 2-way, Cv 14 ¦Configurable Valve Actuator, Non fail-safe, AC/DC 24 V, 0...20 V PhC, modulating | 779.00
B220+LRX24-SR | Characterized Control Valve | Water | Characterized Control Valve (CCV), 3/4", 2-way, Cv 14 ¦Configurable Valve Actuator, Non fail-safe, AC/DC 24 V, 2...10 V, modulating | 508.00
B220+LRX24-SR-T | Characterized Control Valve | Water | Characterized Control Valve (CCV), 3/4", 2-way, Cv 14 ¦Configurable Valve Actuator, Non fail-safe, AC/DC 24 V, 2...10 V, terminals, modulating | 486.00
B220+NRX24-3-T N4 | Characterized Control Valve | Water | Characterized Control Valve (CCV), 3/4", 2-way, Cv 14 ¦Configurable Valve Actuator, Non fail-safe, AC/DC 24 V, On/Off, Floating point, NEMA 4X, terminals | 761.00
B220+NRX24-MFT-T N4 | Characterized Control Valve | Water | Characterized Control Valve (CCV), 3/4", 2-way, Cv 14 ¦Configurable Valve Actuator, Non fail-safe, AC/DC 24 V, 2...10 V, NEMA 4X, terminals | 1033.00
B220+NRX24-SR-T N4 | Characterized Control Valve | Water | Characterized Control Valve (CCV), 3/4", 2-way, Cv 14 ¦Configurable Valve Actuator, Non fail-safe, AC/DC 24 V, 2...10 V, NEMA 4X, terminals | 879.00
B220+TFRB120 | Characterized Control Valve | Water | Characterized Control Valve (CCV), 3/4", 2-way, Cv 14 ¦Valve Actuator, Spring return, AC 100...240 V, On/Off | 567.00
B220+TFRB120-S | Characterized Control Valve | Water | Characterized Control Valve (CCV), 3/4", 2-way, Cv 14 ¦Valve Actuator, Spring return, AC 100...240 V, On/Off, 1 x SPDT | 637.00
B220+TFRB24 | Characterized Control Valve | Water | Characterized Control Valve (CCV), 3/4", 2-way, Cv 14 ¦Valve Actuator, Spring return, AC/DC 24 V, On/Off | 523.00
B220+TFRB24-3 | Characterized Control Valve | Water | Characterized Control Valve (CCV), 3/4", 2-way, Cv 14 ¦Valve Actuator, Spring return, AC/DC 24 V, Floating point | 586.00
B220+TFRB24-3-S | Characterized Control Valve | Water | Characterized Control Valve (CCV), 3/4", 2-way, Cv 14 ¦Valve Actuator, Spring return, AC/DC 24 V, Floating point, 1 x SPDT | 655.00
B220+TFRB24-S | Characterized Control Valve | Water | Characterized Control Valve (CCV), 3/4", 2-way, Cv 14 ¦Valve Actuator, Spring return, AC/DC 24 V, On/Off, 1 x SPDT | 593.00
B220+TFRB24-SR | Characterized Control Valve | Water | Characterized Control Valve (CCV), 3/4", 2-way, Cv 14 ¦Valve Actuator, Spring return, AC/DC 24 V, 2...10 V, modulating | 624.00
B220+TFRB24-SR-S | Characterized Control Valve | Water | Characterized Control Valve (CCV), 3/4", 2-way, Cv 14 ¦Valve Actuator, Spring return, AC/DC 24 V, 2...10 V, 1 x SPDT, modulating | 693.00
B220+TFRX120 | Characterized Control Valve | Water | Characterized Control Valve (CCV), 3/4", 2-way, Cv 14 ¦Configurable Valve Actuator, Spring return, AC 100...240 V, On/Off | 567.00
B220+TFRX120-S | Characterized Control Valve | Water | Characterized Control Valve (CCV), 3/4", 2-way, Cv 14 ¦Configurable Valve Actuator, Spring return, AC 100...240 V, On/Off, 1 x SPDT | 637.00
B220+TFRX24 | Characterized Control Valve | Water | Characterized Control Valve (CCV), 3/4", 2-way, Cv 14 ¦Configurable Valve Actuator, Spring return, AC/DC 24 V, On/Off | 523.00
B220+TFRX24-3 | Characterized Control Valve | Water | Characterized Control Valve (CCV), 3/4", 2-way, Cv 14 ¦Configurable Valve Actuator, Spring return, AC/DC 24 V, Floating point | 586.00
B220+TFRX24-3-S | Characterized Control Valve | Water | Characterized Control Valve (CCV), 3/4", 2-way, Cv 14 ¦Configurable Valve Actuator, Spring return, AC/DC 24 V, Floating point, 1 x SPDT | 655.00
B220+TFRX24-MFT | Characterized Control Valve | Water | Characterized Control Valve (CCV), 3/4", 2-way, Cv 14 ¦Configurable Valve Actuator, Spring return, AC/DC 24 V, 2...10 V, MFT/programmable | 716.00
B220+TFRX24-S | Characterized Control Valve | Water | Characterized Control Valve (CCV), 3/4", 2-way, Cv 14 ¦Configurable Valve Actuator, Spring return, AC/DC 24 V, On/Off, 1 x SPDT | 593.00
B220+TFRX24-SR | Characterized Control Valve | Water | Characterized Control Valve (CCV), 3/4", 2-way, Cv 14 ¦Configurable Valve Actuator, Spring return, AC/DC 24 V, 2...10 V, modulating | 624.00
B220+TFRX24-SR-S | Characterized Control Valve | Water | Characterized Control Valve (CCV), 3/4", 2-way, Cv 14 ¦Configurable Valve Actuator, Spring return, AC/DC 24 V, 2...10 V, 1 x SPDT, modulating | 693.00
B220+TR24-3 US | Characterized Control Valve | Water | Characterized Control Valve (CCV), 3/4", 2-way, Cv 14 ¦Valve Actuator, Non fail-safe, AC 24 V, On/Off, Floating point | 358.00
B220+TR24-3/300 US | Characterized Control Valve | Water | Characterized Control Valve (CCV), 3/4", 2-way, Cv 14 ¦Valve Actuator, Non fail-safe, AC 24 V, On/Off | 375.00
B220+TR24-3/500 US | Characterized Control Valve | Water | Characterized Control Valve (CCV), 3/4", 2-way, Cv 14 ¦Valve Actuator, Non fail-safe, AC 24 V, On/Off | 407.00
B220+TR24-3-T US | Characterized Control Valve | Water | Characterized Control Valve (CCV), 3/4", 2-way, Cv 14 ¦Valve Actuator, Non fail-safe, AC 24 V, On/Off, Floating point, terminals | 336.00
B220+TR24-SR US | Characterized Control Valve | Water | Characterized Control Valve (CCV), 3/4", 2-way, Cv 14 ¦Valve Actuator, Non fail-safe, AC/DC 24 V, 2...10 V, modulating | 461.00
B220+TR24-SR/300 US | Characterized Control Valve | Water | Characterized Control Valve (CCV), 3/4", 2-way, Cv 14 ¦Valve Actuator, Non fail-safe, AC/DC 24 V, 2...10 V, modulating | 484.00
B220+TR24-SR/500 US | Characterized Control Valve | Water | Characterized Control Valve (CCV), 3/4", 2-way, Cv 14 ¦Valve Actuator, Non fail-safe, AC/DC 24 V, 2...10 V, modulating | 509.00
B220+TR24-SR-T US | Characterized Control Valve | Water | Characterized Control Valve (CCV), 3/4", 2-way, Cv 14 ¦Valve Actuator, Non fail-safe, AC/DC 24 V, 2...10 V, terminals, modulating | 445.00
B2200VB-077+AFB24-X1 | Ball Valve - VB | Water | Ball Valve (VB), 2", 2-way, ANSI Class 300, Cv 77 ¦Valve Actuator, Spring return, AC/DC 24 V, On/Off | 4150.00
B2200VB-077+AFBUP-S-X1 | Ball Valve - VB | Water | Ball Valve (VB), 2", 2-way, ANSI Class 300, Cv 77 ¦Valve Actuator, Spring return, AC 24...240 V / DC 24...125 V, On/Off, 2 x SPDT | 4345.00
B2200VB-077+AFBUP-X1 | Ball Valve - VB | Water | Ball Valve (VB), 2", 2-way, ANSI Class 300, Cv 77 ¦Valve Actuator, Spring return, AC 24...240 V / DC 24...125 V, On/Off | 4230.00
B2200VB-077+AFX24-MFT-S-X1 | Ball Valve - VB | Water | Ball Valve (VB), 2", 2-way, ANSI Class 300, Cv 77 ¦Configurable Valve Actuator, Spring return, AC/DC 24 V, 2...10 V, 2 x SPDT, MFT/programmable | 4523.00
B2200VB-077+AFX24-MFT-X1 | Ball Valve - VB | Water | Ball Valve (VB), 2", 2-way, ANSI Class 300, Cv 77 ¦Configurable Valve Actuator, Spring return, AC/DC 24 V, 2...10 V, MFT/programmable | 4409.00
B2200VB-077+AMB24-3-X1 | Ball Valve - VB | Water | Ball Valve (VB), 2", 2-way, ANSI Class 300, Cv 77 ¦Valve Actuator, Non fail-safe, AC/DC 24 V, On/Off, Floating point | 3895.00
B2200VB-077+AMX24-MFT-X1 | Ball Valve - VB | Water | Ball Valve (VB), 2", 2-way, ANSI Class 300, Cv 77 ¦Configurable Valve Actuator, Non fail-safe, AC/DC 24 V, 2...10 V, MFT/programmable | 4159.00
B2200VB-077+PKRXUP-MFT-T | Ball Valve - VB | Water | Ball Valve (VB), 2", 2-way, ANSI Class 300, Cv 77 ¦Configurable Valve Actuator, Electronic fail-safe, AC 24...240 V / DC 24...125 V, 2...10 V, 2 x SPDT, terminals, BACnet MS/TP Modbus RTU MP-Bus, MFT/programmable | 8426.00
B2200VB-077+PRBUP-3-T | Ball Valve - VB | Water | Ball Valve (VB), 2", 2-way, ANSI Class 300, Cv 77 ¦Valve Actuator, Non fail-safe, AC 24...240 V / DC 24...125 V, On/Off, Floating point, 2 x SPDT, terminals | 6182.00
B2200VB-077+PRXUP-MFT-T | Ball Valve - VB | Water | Ball Valve (VB), 2", 2-way, ANSI Class 300, Cv 77 ¦Configurable Valve Actuator, Non fail-safe, AC 24...240 V / DC 24...125 V, 2...10 V, 2 x SPDT, terminals, BACnet MS/TP Modbus RTU MP-Bus, MFT/programmable | 7749.00
B220B | Characterized Control Valve | Water | Characterized Control Valve (CCV), 3/4", 2-way, Cv 14 | 156.00
B220B+LF120 US | Characterized Control Valve | Water | Characterized Control Valve (CCV), 3/4", 2-way, Cv 14 ¦Valve Actuator, Spring return, AC 120 V, On/Off | 644.00
B220B+LF120-S US | Characterized Control Valve | Water | Characterized Control Valve (CCV), 3/4", 2-way, Cv 14 ¦Valve Actuator, Spring return, AC 120 V, On/Off, 1 x SPDT | 714.00
B220B+LF24 US | Characterized Control Valve | Water | Characterized Control Valve (CCV), 3/4", 2-way, Cv 14 ¦Valve Actuator, Spring return, AC/DC 24 V, On/Off | 569.00
B220B+LF24-3 US | Characterized Control Valve | Water | Characterized Control Valve (CCV), 3/4", 2-way, Cv 14 ¦Valve Actuator, Spring return, AC/DC 24 V, On/Off, Floating point | 702.00
B220B+LF24-3-S US | Characterized Control Valve | Water | Characterized Control Valve (CCV), 3/4", 2-way, Cv 14 ¦Valve Actuator, Spring return, AC/DC 24 V, On/Off, Floating point, 1 x SPDT | 774.00
B220B+LF24-S US | Characterized Control Valve | Water | Characterized Control Valve (CCV), 3/4", 2-way, Cv 14 ¦Valve Actuator, Spring return, AC/DC 24 V, On/Off, 1 x SPDT | 639.00
B220B+LF24-SR US | Characterized Control Valve | Water | Characterized Control Valve (CCV), 3/4", 2-way, Cv 14 ¦Valve Actuator, Spring return, AC/DC 24 V, 2...10 V, modulating | 721.00
B220B+LF24-SR-S US | Characterized Control Valve | Water | Characterized Control Valve (CCV), 3/4", 2-way, Cv 14 ¦Valve Actuator, Spring return, AC/DC 24 V, 2...10 V, 1 x SPDT, modulating | 791.00
B220B+LRB120-3 | Characterized Control Valve | Water | Characterized Control Valve (CCV), 3/4", 2-way, Cv 14 ¦Valve Actuator, Non fail-safe, AC 100...240 V, On/Off, Floating point | 425.00
B220B+LRB24-3 | Characterized Control Valve | Water | Characterized Control Valve (CCV), 3/4", 2-way, Cv 14 ¦Valve Actuator, Non fail-safe, AC/DC 24 V, On/Off, Floating point | 374.00
B220B+LRB24-3-S | Characterized Control Valve | Water | Characterized Control Valve (CCV), 3/4", 2-way, Cv 14 ¦Valve Actuator, Non fail-safe, AC/DC 24 V, On/Off, Floating point, 1 x SPDT | 477.00
B220B+LRB24-3-T | Characterized Control Valve | Water | Characterized Control Valve (CCV), 3/4", 2-way, Cv 14 ¦Valve Actuator, Non fail-safe, AC/DC 24 V, On/Off, Floating point, terminals | 361.00
B220B+LRB24-SR | Characterized Control Valve | Water | Characterized Control Valve (CCV), 3/4", 2-way, Cv 14 ¦Valve Actuator, Non fail-safe, AC/DC 24 V, 2...10 V, modulating | 524.00
B220B+LRB24-SR-T | Characterized Control Valve | Water | Characterized Control Valve (CCV), 3/4", 2-way, Cv 14 ¦Valve Actuator, Non fail-safe, AC/DC 24 V, 2...10 V, terminals, modulating | 499.00
B220B+TFRB120 | Characterized Control Valve | Water | Characterized Control Valve (CCV), 3/4", 2-way, Cv 14 ¦Valve Actuator, Spring return, AC 100...240 V, On/Off | 560.00
B220B+TFRB120-S | Characterized Control Valve | Water | Characterized Control Valve (CCV), 3/4", 2-way, Cv 14 ¦Valve Actuator, Spring return, AC 100...240 V, On/Off, 1 x SPDT | 630.00
B220B+TFRB24 | Characterized Control Valve | Water | Characterized Control Valve (CCV), 3/4", 2-way, Cv 14 ¦Valve Actuator, Spring return, AC/DC 24 V, On/Off | 504.00
B220B+TFRB24-3 | Characterized Control Valve | Water | Characterized Control Valve (CCV), 3/4", 2-way, Cv 14 ¦Valve Actuator, Spring return, AC/DC 24 V, Floating point | 564.00
B220B+TFRB24-3-S | Characterized Control Valve | Water | Characterized Control Valve (CCV), 3/4", 2-way, Cv 14 ¦Valve Actuator, Spring return, AC/DC 24 V, Floating point, 1 x SPDT | 635.00
B220B+TFRB24-S | Characterized Control Valve | Water | Characterized Control Valve (CCV), 3/4", 2-way, Cv 14 ¦Valve Actuator, Spring return, AC/DC 24 V, On/Off, 1 x SPDT | 573.00
B220B+TFRB24-SR | Characterized Control Valve | Water | Characterized Control Valve (CCV), 3/4", 2-way, Cv 14 ¦Valve Actuator, Spring return, AC/DC 24 V, 2...10 V, modulating | 602.00
B220B+TFRB24-SR-S | Characterized Control Valve | Water | Characterized Control Valve (CCV), 3/4", 2-way, Cv 14 ¦Valve Actuator, Spring return, AC/DC 24 V, 2...10 V, 1 x SPDT, modulating | 672.00
B220B+TR24-3 US | Characterized Control Valve | Water | Characterized Control Valve (CCV), 3/4", 2-way, Cv 14 ¦Valve Actuator, Non fail-safe, AC 24 V, On/Off, Floating point | 311.00
B220B+TR24-3/300 US | Characterized Control Valve | Water | Characterized Control Valve (CCV), 3/4", 2-way, Cv 14 ¦Valve Actuator, Non fail-safe, AC 24 V, On/Off | 330.00
B220B+TR24-3/500 US | Characterized Control Valve | Water | Characterized Control Valve (CCV), 3/4", 2-way, Cv 14 ¦Valve Actuator, Non fail-safe, AC 24 V, On/Off | 356.00
B220B+TR24-3-T US | Characterized Control Valve | Water | Characterized Control Valve (CCV), 3/4", 2-way, Cv 14 ¦Valve Actuator, Non fail-safe, AC 24 V, On/Off, Floating point, terminals | 294.00
B220B+TR24-SR US | Characterized Control Valve | Water | Characterized Control Valve (CCV), 3/4", 2-way, Cv 14 ¦Valve Actuator, Non fail-safe, AC/DC 24 V, 2...10 V, modulating | 418.00
B220B+TR24-SR/300 US | Characterized Control Valve | Water | Characterized Control Valve (CCV), 3/4", 2-way, Cv 14 ¦Valve Actuator, Non fail-safe, AC/DC 24 V, 2...10 V, modulating | 427.00
B220B+TR24-SR/500 US | Characterized Control Valve | Water | Characterized Control Valve (CCV), 3/4", 2-way, Cv 14 ¦Valve Actuator, Non fail-safe, AC/DC 24 V, 2...10 V, modulating | 439.00
B220B+TR24-SR-T US | Characterized Control Valve | Water | Characterized Control Valve (CCV), 3/4", 2-way, Cv 14 ¦Valve Actuator, Non fail-safe, AC/DC 24 V, 2...10 V, terminals, modulating | 403.00
B220HT1320 | Characterized Control Valve | Water | Characterized Control Valve (HTCCV), 3/4", 2-way, Cv 13.2 | 203.00
B220HT1320+LF120 US | HTCCV | Water | Characterized Control Valve (HTCCV), 3/4", 2-way, Cv 13.2 ¦Valve Actuator, Spring return, AC 120 V, On/Off | 716.00
B220HT1320+LF120-S US | HTCCV | Water | Characterized Control Valve (HTCCV), 3/4", 2-way, Cv 13.2 ¦Valve Actuator, Spring return, AC 120 V, On/Off, 1 x SPDT | 789.00
B220HT1320+LF24 US | HTCCV | Water | Characterized Control Valve (HTCCV), 3/4", 2-way, Cv 13.2 ¦Valve Actuator, Spring return, AC/DC 24 V, On/Off | 664.00
B220HT1320+LF24-3 US | HTCCV | Water | Characterized Control Valve (HTCCV), 3/4", 2-way, Cv 13.2 ¦Valve Actuator, Spring return, AC/DC 24 V, On/Off, Floating point | 798.00
B220HT1320+LF24-MFT US | HTCCV | Water | Characterized Control Valve (HTCCV), 3/4", 2-way, Cv 13.2 ¦Configurable Valve Actuator, Spring return, AC/DC 24 V, 2...10 V, MFT/programmable | 1035.00
B220HT1320+LF24-MFT-S US | HTCCV | Water | Characterized Control Valve (HTCCV), 3/4", 2-way, Cv 13.2 ¦Configurable Valve Actuator, Spring return, AC/DC 24 V, 2...10 V, 1 x SPDT, MFT/programmable | 1110.00
B220HT1320+LF24-S US | HTCCV | Water | Characterized Control Valve (HTCCV), 3/4", 2-way, Cv 13.2 ¦Valve Actuator, Spring return, AC/DC 24 V, On/Off, 1 x SPDT | 739.00
B220HT1320+LF24-SR US | HTCCV | Water | Characterized Control Valve (HTCCV), 3/4", 2-way, Cv 13.2 ¦Valve Actuator, Spring return, AC/DC 24 V, 2...10 V, modulating | 851.00
B220HT1320+LF24-SR-S US | HTCCV | Water | Characterized Control Valve (HTCCV), 3/4", 2-way, Cv 13.2 ¦Valve Actuator, Spring return, AC/DC 24 V, 2...10 V, 1 x SPDT, modulating | 925.00
B220HT1320+LRB24-3 | HTCCV | Water | Characterized Control Valve (HTCCV), 3/4", 2-way, Cv 13.2 ¦Valve Actuator, Non fail-safe, AC/DC 24 V, On/Off, Floating point | 496.00
B220HT1320+LRB24-3-S | HTCCV | Water | Characterized Control Valve (HTCCV), 3/4", 2-way, Cv 13.2 ¦Valve Actuator, Non fail-safe, AC/DC 24 V, On/Off, Floating point, 1 x SPDT | 604.00
B220HT1320+LRB24-SR | HTCCV | Water | Characterized Control Valve (HTCCV), 3/4", 2-way, Cv 13.2 ¦Valve Actuator, Non fail-safe, AC/DC 24 V, 2...10 V, modulating | 624.00
B220HT1320+LRX24-MFT | HTCCV | Water | Characterized Control Valve (HTCCV), 3/4", 2-way, Cv 13.2 ¦Configurable Valve Actuator, Non fail-safe, AC/DC 24 V, 2...10 V, MFT/programmable | 822.00
B220HT186 | Characterized Control Valve | Water | Characterized Control Valve (HTCCV), 3/4", 2-way, Cv 1.86 | 203.00
B220HT186+LF120 US | HTCCV | Water | Characterized Control Valve (HTCCV), 3/4", 2-way, Cv 1.86 ¦Valve Actuator, Spring return, AC 120 V, On/Off | 702.00
B220HT186+LF120-S US | HTCCV | Water | Characterized Control Valve (HTCCV), 3/4", 2-way, Cv 1.86 ¦Valve Actuator, Spring return, AC 120 V, On/Off, 1 x SPDT | 775.00
B220HT186+LF24 US | HTCCV | Water | Characterized Control Valve (HTCCV), 3/4", 2-way, Cv 1.86 ¦Valve Actuator, Spring return, AC/DC 24 V, On/Off | 651.00
B220HT186+LF24-3 US | HTCCV | Water | Characterized Control Valve (HTCCV), 3/4", 2-way, Cv 1.86 ¦Valve Actuator, Spring return, AC/DC 24 V, On/Off, Floating point | 786.00
B220HT186+LF24-MFT US | HTCCV | Water | Characterized Control Valve (HTCCV), 3/4", 2-way, Cv 1.86 ¦Configurable Valve Actuator, Spring return, AC/DC 24 V, 2...10 V, MFT/programmable | 1022.00
B220HT186+LF24-MFT-S US | HTCCV | Water | Characterized Control Valve (HTCCV), 3/4", 2-way, Cv 1.86 ¦Configurable Valve Actuator, Spring return, AC/DC 24 V, 2...10 V, 1 x SPDT, MFT/programmable | 1097.00
B220HT186+LF24-S US | HTCCV | Water | Characterized Control Valve (HTCCV), 3/4", 2-way, Cv 1.86 ¦Valve Actuator, Spring return, AC/DC 24 V, On/Off, 1 x SPDT | 725.00
B220HT186+LF24-SR US | HTCCV | Water | Characterized Control Valve (HTCCV), 3/4", 2-way, Cv 1.86 ¦Valve Actuator, Spring return, AC/DC 24 V, 2...10 V, modulating | 837.00
B220HT186+LF24-SR-S US | HTCCV | Water | Characterized Control Valve (HTCCV), 3/4", 2-way, Cv 1.86 ¦Valve Actuator, Spring return, AC/DC 24 V, 2...10 V, 1 x SPDT, modulating | 910.00
B220HT186+LRB24-3 | HTCCV | Water | Characterized Control Valve (HTCCV), 3/4", 2-way, Cv 1.86 ¦Valve Actuator, Non fail-safe, AC/DC 24 V, On/Off, Floating point | 484.00
B220HT186+LRB24-3-S | HTCCV | Water | Characterized Control Valve (HTCCV), 3/4", 2-way, Cv 1.86 ¦Valve Actuator, Non fail-safe, AC/DC 24 V, On/Off, Floating point, 1 x SPDT | 594.00
B220HT186+LRB24-SR | HTCCV | Water | Characterized Control Valve (HTCCV), 3/4", 2-way, Cv 1.86 ¦Valve Actuator, Non fail-safe, AC/DC 24 V, 2...10 V, modulating | 615.00
B220HT186+LRX24-MFT | HTCCV | Water | Characterized Control Valve (HTCCV), 3/4", 2-way, Cv 1.86 ¦Configurable Valve Actuator, Non fail-safe, AC/DC 24 V, 2...10 V, MFT/programmable | 811.00
B220HT290 | Characterized Control Valve | Water | Characterized Control Valve (HTCCV), 3/4", 2-way, Cv 2.9 | 203.00
B220HT290+LF120 US | HTCCV | Water | Characterized Control Valve (HTCCV), 3/4", 2-way, Cv 2.9 ¦Valve Actuator, Spring return, AC 120 V, On/Off | 702.00
B220HT290+LF120-S US | HTCCV | Water | Characterized Control Valve (HTCCV), 3/4", 2-way, Cv 2.9 ¦Valve Actuator, Spring return, AC 120 V, On/Off, 1 x SPDT | 775.00
B220HT290+LF24 US | HTCCV | Water | Characterized Control Valve (HTCCV), 3/4", 2-way, Cv 2.9 ¦Valve Actuator, Spring return, AC/DC 24 V, On/Off | 651.00
B220HT290+LF24-3 US | HTCCV | Water | Characterized Control Valve (HTCCV), 3/4", 2-way, Cv 2.9 ¦Valve Actuator, Spring return, AC/DC 24 V, On/Off, Floating point | 786.00
B220HT290+LF24-MFT US | HTCCV | Water | Characterized Control Valve (HTCCV), 3/4", 2-way, Cv 2.9 ¦Configurable Valve Actuator, Spring return, AC/DC 24 V, 2...10 V, MFT/programmable | 1022.00
B220HT290+LF24-MFT-S US | HTCCV | Water | Characterized Control Valve (HTCCV), 3/4", 2-way, Cv 2.9 ¦Configurable Valve Actuator, Spring return, AC/DC 24 V, 2...10 V, 1 x SPDT, MFT/programmable | 1097.00
B220HT290+LF24-S US | HTCCV | Water | Characterized Control Valve (HTCCV), 3/4", 2-way, Cv 2.9 ¦Valve Actuator, Spring return, AC/DC 24 V, On/Off, 1 x SPDT | 725.00
B220HT290+LF24-SR US | HTCCV | Water | Characterized Control Valve (HTCCV), 3/4", 2-way, Cv 2.9 ¦Valve Actuator, Spring return, AC/DC 24 V, 2...10 V, modulating | 837.00
B220HT290+LF24-SR-S US | HTCCV | Water | Characterized Control Valve (HTCCV), 3/4", 2-way, Cv 2.9 ¦Valve Actuator, Spring return, AC/DC 24 V, 2...10 V, 1 x SPDT, modulating | 910.00
B220HT290+LRB24-3 | HTCCV | Water | Characterized Control Valve (HTCCV), 3/4", 2-way, Cv 2.9 ¦Valve Actuator, Non fail-safe, AC/DC 24 V, On/Off, Floating point | 484.00
B220HT290+LRB24-3-S | HTCCV | Water | Characterized Control Valve (HTCCV), 3/4", 2-way, Cv 2.9 ¦Valve Actuator, Non fail-safe, AC/DC 24 V, On/Off, Floating point, 1 x SPDT | 594.00
B220HT290+LRB24-SR | HTCCV | Water | Characterized Control Valve (HTCCV), 3/4", 2-way, Cv 2.9 ¦Valve Actuator, Non fail-safe, AC/DC 24 V, 2...10 V, modulating | 615.00
B220HT290+LRX24-MFT | HTCCV | Water | Characterized Control Valve (HTCCV), 3/4", 2-way, Cv 2.9 ¦Configurable Valve Actuator, Non fail-safe, AC/DC 24 V, 2...10 V, MFT/programmable | 811.00
B220HT464 | Characterized Control Valve | Water | Characterized Control Valve (HTCCV), 3/4", 2-way, Cv 4.64 | 203.00
B220HT464+LF120 US | HTCCV | Water | Characterized Control Valve (HTCCV), 3/4", 2-way, Cv 4.64 ¦Valve Actuator, Spring return, AC 120 V, On/Off | 702.00
B220HT464+LF120-S US | HTCCV | Water | Characterized Control Valve (HTCCV), 3/4", 2-way, Cv 4.64 ¦Valve Actuator, Spring return, AC 120 V, On/Off, 1 x SPDT | 775.00
B220HT464+LF24 US | HTCCV | Water | Characterized Control Valve (HTCCV), 3/4", 2-way, Cv 4.64 ¦Valve Actuator, Spring return, AC/DC 24 V, On/Off | 651.00
B220HT464+LF24-3 US | HTCCV | Water | Characterized Control Valve (HTCCV), 3/4", 2-way, Cv 4.64 ¦Valve Actuator, Spring return, AC/DC 24 V, On/Off, Floating point | 786.00
B220HT464+LF24-MFT US | HTCCV | Water | Characterized Control Valve (HTCCV), 3/4", 2-way, Cv 4.64 ¦Configurable Valve Actuator, Spring return, AC/DC 24 V, 2...10 V, MFT/programmable | 1022.00
B220HT464+LF24-MFT-S US | HTCCV | Water | Characterized Control Valve (HTCCV), 3/4", 2-way, Cv 4.64 ¦Configurable Valve Actuator, Spring return, AC/DC 24 V, 2...10 V, 1 x SPDT, MFT/programmable | 1097.00
B220HT464+LF24-S US | HTCCV | Water | Characterized Control Valve (HTCCV), 3/4", 2-way, Cv 4.64 ¦Valve Actuator, Spring return, AC/DC 24 V, On/Off, 1 x SPDT | 725.00
B220HT464+LF24-SR US | HTCCV | Water | Characterized Control Valve (HTCCV), 3/4", 2-way, Cv 4.64 ¦Valve Actuator, Spring return, AC/DC 24 V, 2...10 V, modulating | 837.00
B220HT464+LF24-SR-S US | HTCCV | Water | Characterized Control Valve (HTCCV), 3/4", 2-way, Cv 4.64 ¦Valve Actuator, Spring return, AC/DC 24 V, 2...10 V, 1 x SPDT, modulating | 910.00
B220HT464+LRB24-3 | HTCCV | Water | Characterized Control Valve (HTCCV), 3/4", 2-way, Cv 4.64 ¦Valve Actuator, Non fail-safe, AC/DC 24 V, On/Off, Floating point | 486.00
B220HT464+LRB24-3-S | HTCCV | Water | Characterized Control Valve (HTCCV), 3/4", 2-way, Cv 4.64 ¦Valve Actuator, Non fail-safe, AC/DC 24 V, On/Off, Floating point, 1 x SPDT | 596.00
B220HT464+LRB24-SR | HTCCV | Water | Characterized Control Valve (HTCCV), 3/4", 2-way, Cv 4.64 ¦Valve Actuator, Non fail-safe, AC/DC 24 V, 2...10 V, modulating | 617.00
B220HT464+LRX24-MFT | HTCCV | Water | Characterized Control Valve (HTCCV), 3/4", 2-way, Cv 4.64 ¦Configurable Valve Actuator, Non fail-safe, AC/DC 24 V, 2...10 V, MFT/programmable | 814.00
B220HT731 | Characterized Control Valve | Water | Characterized Control Valve (HTCCV), 3/4", 2-way, Cv 7.31 | 203.00
B220HT731+LF120 US | HTCCV | Water | Characterized Control Valve (HTCCV), 3/4", 2-way, Cv 7.31 ¦Valve Actuator, Spring return, AC 120 V, On/Off | 705.00
B220HT731+LF120-S US | HTCCV | Water | Characterized Control Valve (HTCCV), 3/4", 2-way, Cv 7.31 ¦Valve Actuator, Spring return, AC 120 V, On/Off, 1 x SPDT | 778.00
B220HT731+LF24 US | HTCCV | Water | Characterized Control Valve (HTCCV), 3/4", 2-way, Cv 7.31 ¦Valve Actuator, Spring return, AC/DC 24 V, On/Off | 653.00
B220HT731+LF24-3 US | HTCCV | Water | Characterized Control Valve (HTCCV), 3/4", 2-way, Cv 7.31 ¦Valve Actuator, Spring return, AC/DC 24 V, On/Off, Floating point | 788.00
B220HT731+LF24-MFT US | HTCCV | Water | Characterized Control Valve (HTCCV), 3/4", 2-way, Cv 7.31 ¦Configurable Valve Actuator, Spring return, AC/DC 24 V, 2...10 V, MFT/programmable | 1025.00
B220HT731+LF24-MFT-S US | HTCCV | Water | Characterized Control Valve (HTCCV), 3/4", 2-way, Cv 7.31 ¦Configurable Valve Actuator, Spring return, AC/DC 24 V, 2...10 V, 1 x SPDT, MFT/programmable | 1099.00
B220HT731+LF24-S US | HTCCV | Water | Characterized Control Valve (HTCCV), 3/4", 2-way, Cv 7.31 ¦Valve Actuator, Spring return, AC/DC 24 V, On/Off, 1 x SPDT | 727.00
B220HT731+LF24-SR US | HTCCV | Water | Characterized Control Valve (HTCCV), 3/4", 2-way, Cv 7.31 ¦Valve Actuator, Spring return, AC/DC 24 V, 2...10 V, modulating | 839.00
B220HT731+LF24-SR-S US | HTCCV | Water | Characterized Control Valve (HTCCV), 3/4", 2-way, Cv 7.31 ¦Valve Actuator, Spring return, AC/DC 24 V, 2...10 V, 1 x SPDT, modulating | 914.00
B220HT731+LRB24-3 | HTCCV | Water | Characterized Control Valve (HTCCV), 3/4", 2-way, Cv 7.31 ¦Valve Actuator, Non fail-safe, AC/DC 24 V, On/Off, Floating point | 486.00
B220HT731+LRB24-3-S | HTCCV | Water | Characterized Control Valve (HTCCV), 3/4", 2-way, Cv 7.31 ¦Valve Actuator, Non fail-safe, AC/DC 24 V, On/Off, Floating point, 1 x SPDT | 596.00
B220HT731+LRB24-SR | HTCCV | Water | Characterized Control Valve (HTCCV), 3/4", 2-way, Cv 7.31 ¦Valve Actuator, Non fail-safe, AC/DC 24 V, 2...10 V, modulating | 617.00
B220HT731+LRX24-MFT | HTCCV | Water | Characterized Control Valve (HTCCV), 3/4", 2-way, Cv 7.31 ¦Configurable Valve Actuator, Non fail-safe, AC/DC 24 V, 2...10 V, MFT/programmable | 814.00
B220HT928 | Characterized Control Valve | Water | Characterized Control Valve (HTCCV), 3/4", 2-way, Cv 9.28 | 203.00
B220HT928+LF120 US | HTCCV | Water | Characterized Control Valve (HTCCV), 3/4", 2-way, Cv 9.28 ¦Valve Actuator, Spring return, AC 120 V, On/Off | 712.00
B220HT928+LF120-S US | HTCCV | Water | Characterized Control Valve (HTCCV), 3/4", 2-way, Cv 9.28 ¦Valve Actuator, Spring return, AC 120 V, On/Off, 1 x SPDT | 787.00
B220HT928+LF24 US | HTCCV | Water | Characterized Control Valve (HTCCV), 3/4", 2-way, Cv 9.28 ¦Valve Actuator, Spring return, AC/DC 24 V, On/Off | 660.00
B220HT928+LF24-3 US | HTCCV | Water | Characterized Control Valve (HTCCV), 3/4", 2-way, Cv 9.28 ¦Valve Actuator, Spring return, AC/DC 24 V, On/Off, Floating point | 795.00
B220HT928+LF24-MFT US | HTCCV | Water | Characterized Control Valve (HTCCV), 3/4", 2-way, Cv 9.28 ¦Configurable Valve Actuator, Spring return, AC/DC 24 V, 2...10 V, MFT/programmable | 1031.00
B220HT928+LF24-MFT-S US | HTCCV | Water | Characterized Control Valve (HTCCV), 3/4", 2-way, Cv 9.28 ¦Configurable Valve Actuator, Spring return, AC/DC 24 V, 2...10 V, 1 x SPDT, MFT/programmable | 1105.00
B220HT928+LF24-S US | HTCCV | Water | Characterized Control Valve (HTCCV), 3/4", 2-way, Cv 9.28 ¦Valve Actuator, Spring return, AC/DC 24 V, On/Off, 1 x SPDT | 736.00
B220HT928+LF24-SR US | HTCCV | Water | Characterized Control Valve (HTCCV), 3/4", 2-way, Cv 9.28 ¦Valve Actuator, Spring return, AC/DC 24 V, 2...10 V, modulating | 847.00
B220HT928+LF24-SR-S US | HTCCV | Water | Characterized Control Valve (HTCCV), 3/4", 2-way, Cv 9.28 ¦Valve Actuator, Spring return, AC/DC 24 V, 2...10 V, 1 x SPDT, modulating | 922.00
B220HT928+LRB24-3 | HTCCV | Water | Characterized Control Valve (HTCCV), 3/4", 2-way, Cv 9.28 ¦Valve Actuator, Non fail-safe, AC/DC 24 V, On/Off, Floating point | 489.00
B220HT928+LRB24-3-S | HTCCV | Water | Characterized Control Valve (HTCCV), 3/4", 2-way, Cv 9.28 ¦Valve Actuator, Non fail-safe, AC/DC 24 V, On/Off, Floating point, 1 x SPDT | 598.00
B220HT928+LRB24-SR | HTCCV | Water | Characterized Control Valve (HTCCV), 3/4", 2-way, Cv 9.28 ¦Valve Actuator, Non fail-safe, AC/DC 24 V, 2...10 V, modulating | 619.00
B220HT928+LRX24-MFT | HTCCV | Water | Characterized Control Valve (HTCCV), 3/4", 2-way, Cv 9.28 ¦Configurable Valve Actuator, Non fail-safe, AC/DC 24 V, 2...10 V, MFT/programmable | 817.00
B220VS+GRCX120-3 N4 | Ball Valve - VS | Water | Ball Valve (VS), 3/4", 2-way, Cv 51 ¦Valve Actuator, Non fail-safe, AC 100...240 V, On/Off, Floating point, NEMA 4X | 2007.00
B220VS+GRCX120-SR-T N4 | Ball Valve - VS | Water | Ball Valve (VS), 3/4", 2-way, Cv 51 ¦Valve Actuator, Non fail-safe, AC 100...240 V, modulating, NEMA 4X | 2108.00
B220VS+GRCX24-3-T N4 | Ball Valve - VS | Water | Ball Valve (VS), 3/4", 2-way, Cv 51 ¦Configurable Valve Actuator, Non fail-safe, AC/DC 24 V, On/Off, Floating point, NEMA 4X, terminals | 1884.00
B220VS+GRCX24-MFT-T N4 | Ball Valve - VS | Water | Ball Valve (VS), 3/4", 2-way, Cv 51 ¦Configurable Valve Actuator, Non fail-safe, AC/DC 24 V, 2...10 V, NEMA 4X, terminals | 1979.00
B220VS+GRX24-3-T N4 | Ball Valve - VS | Water | Ball Valve (VS), 3/4", 2-way, Cv 51 ¦Configurable Valve Actuator, Non fail-safe, AC/DC 24 V, On/Off, Floating point, NEMA 4X, terminals | 1884.00
B220VS+GRX24-MFT-T N4 | Ball Valve - VS | Water | Ball Valve (VS), 3/4", 2-way, Cv 51 ¦Configurable Valve Actuator, Non fail-safe, AC/DC 24 V, 2...10 V, NEMA 4X, terminals | 1979.00
B220VS+NFB24-X1 | Ball Valve - VS | Water | Ball Valve (VS), 3/4", 2-way, Cv 51 ¦Valve Actuator, Spring return, AC/DC 24 V, On/Off | 1219.00
B220VS+NFBUP-S-X1 | Ball Valve - VS | Water | Ball Valve (VS), 3/4", 2-way, Cv 51 ¦Valve Actuator, Spring return, AC 24...240 V / DC 24...125 V, On/Off, 2 x SPDT | 1398.00
B220VS+NFBUP-X1 | Ball Valve - VS | Water | Ball Valve (VS), 3/4", 2-way, Cv 51 ¦Valve Actuator, Spring return, AC 24...240 V / DC 24...125 V, On/Off | 1283.00
B220VS+NFX24-MFT-S-X1 | Ball Valve - VS | Water | Ball Valve (VS), 3/4", 2-way, Cv 51 ¦Configurable Valve Actuator, Spring return, AC/DC 24 V, 2...10 V, 2 x SPDT, MFT/programmable | 1671.00
B220VS+NFX24-MFT-X1 | Ball Valve - VS | Water | Ball Valve (VS), 3/4", 2-way, Cv 51 ¦Configurable Valve Actuator, Spring return, AC/DC 24 V, 2...10 V, MFT/programmable | 1555.00
B220VS+NMB24-3-X1 | Ball Valve - VS | Water | Ball Valve (VS), 3/4", 2-way, Cv 51 ¦Valve Actuator, Non fail-safe, AC/DC 24 V, On/Off, Floating point | 1055.00
B220VS+NMX24-3-X1 | Ball Valve - VS | Water | Ball Valve (VS), 3/4", 2-way, Cv 51 ¦Configurable Valve Actuator, Non fail-safe, AC/DC 24 V, On/Off, Floating point | 1055.00
B220VS+NMX24-MFT-X1 | Ball Valve - VS | Water | Ball Valve (VS), 3/4", 2-way, Cv 51 ¦Configurable Valve Actuator, Non fail-safe, AC/DC 24 V, 2...10 V, MFT/programmable | 1536.00
B221 | Characterized Control Valve | Water | Characterized Control Valve (CCV), 3/4", 2-way, Cv 24 | 197.00
B221+LF120 US | Characterized Control Valve | Water | Characterized Control Valve (CCV), 3/4", 2-way, Cv 24 ¦Valve Actuator, Spring return, AC 120 V, On/Off | 635.00
B221+LF120-S US | Characterized Control Valve | Water | Characterized Control Valve (CCV), 3/4", 2-way, Cv 24 ¦Valve Actuator, Spring return, AC 120 V, On/Off, 1 x SPDT | 703.00
B221+LF24 US | Characterized Control Valve | Water | Characterized Control Valve (CCV), 3/4", 2-way, Cv 24 ¦Valve Actuator, Spring return, AC/DC 24 V, On/Off | 593.00
B221+LF24-3 US | Characterized Control Valve | Water | Characterized Control Valve (CCV), 3/4", 2-way, Cv 24 ¦Valve Actuator, Spring return, AC/DC 24 V, On/Off, Floating point | 724.00
B221+LF24-MFT US | Characterized Control Valve | Water | Characterized Control Valve (CCV), 3/4", 2-way, Cv 24 ¦Configurable Valve Actuator, Spring return, AC/DC 24 V, 2...10 V, MFT/programmable | 852.00
B221+LF24-MFT-S US | Characterized Control Valve | Water | Characterized Control Valve (CCV), 3/4", 2-way, Cv 24 ¦Configurable Valve Actuator, Spring return, AC/DC 24 V, 2...10 V, 1 x SPDT, MFT/programmable | 922.00
B221+LF24-S US | Characterized Control Valve | Water | Characterized Control Valve (CCV), 3/4", 2-way, Cv 24 ¦Valve Actuator, Spring return, AC/DC 24 V, On/Off, 1 x SPDT | 662.00
B221+LF24-SR US | Characterized Control Valve | Water | Characterized Control Valve (CCV), 3/4", 2-way, Cv 24 ¦Valve Actuator, Spring return, AC/DC 24 V, 2...10 V, modulating | 743.00
B221+LF24-SR-S US | Characterized Control Valve | Water | Characterized Control Valve (CCV), 3/4", 2-way, Cv 24 ¦Valve Actuator, Spring return, AC/DC 24 V, 2...10 V, 1 x SPDT, modulating | 812.00
B221+LRB120-3 | Characterized Control Valve | Water | Characterized Control Valve (CCV), 3/4", 2-way, Cv 24 ¦Valve Actuator, Non fail-safe, AC 100...240 V, On/Off, Floating point | 443.00
B221+LRB24-3 | Characterized Control Valve | Water | Characterized Control Valve (CCV), 3/4", 2-way, Cv 24 ¦Valve Actuator, Non fail-safe, AC/DC 24 V, On/Off, Floating point | 399.00
B221+LRB24-3-S | Characterized Control Valve | Water | Characterized Control Valve (CCV), 3/4", 2-way, Cv 24 ¦Valve Actuator, Non fail-safe, AC/DC 24 V, On/Off, Floating point, 1 x SPDT | 500.00
B221+LRB24-3-T | Characterized Control Valve | Water | Characterized Control Valve (CCV), 3/4", 2-way, Cv 24 ¦Valve Actuator, Non fail-safe, AC/DC 24 V, On/Off, Floating point, terminals | 378.00
B221+LRB24-MFT | Characterized Control Valve | Water | Characterized Control Valve (CCV), 3/4", 2-way, Cv 24 ¦Valve Actuator, Non fail-safe, AC/DC 24 V, 2...10 V, MFT/programmable | 675.00
B221+LRB24-SR | Characterized Control Valve | Water | Characterized Control Valve (CCV), 3/4", 2-way, Cv 24 ¦Valve Actuator, Non fail-safe, AC/DC 24 V, 2...10 V, modulating | 509.00
B221+LRB24-SR-T | Characterized Control Valve | Water | Characterized Control Valve (CCV), 3/4", 2-way, Cv 24 ¦Valve Actuator, Non fail-safe, AC/DC 24 V, 2...10 V, terminals, modulating | 489.00
B221+LRCB24-3 | Characterized Control Valve | Water | Characterized Control Valve (CCV), 3/4", 2-way, Cv 24 ¦Valve Actuator, Non fail-safe, AC/DC 24 V, On/Off, Floating point | 433.00
B221+LRQX24-1 | Characterized Control Valve | Water | Characterized Control Valve (CCV), 3/4", 2-way, Cv 24 ¦Configurable Valve Actuator, Non fail-safe, AC/DC 24 V, On/Off | 802.00
B221+LRQX24-MFT | Characterized Control Valve | Water | Characterized Control Valve (CCV), 3/4", 2-way, Cv 24 ¦Configurable Valve Actuator, Non fail-safe, AC/DC 24 V, 2...10 V, MFT/programmable | 857.00
B221+LRX120-3 | Characterized Control Valve | Water | Characterized Control Valve (CCV), 3/4", 2-way, Cv 24 ¦Configurable Valve Actuator, Non fail-safe, AC 100...240 V, On/Off, Floating point | 443.00
B221+LRX120-SR | Characterized Control Valve | Water | Characterized Control Valve (CCV), 3/4", 2-way, Cv 24 ¦Configurable Valve Actuator, Non fail-safe, AC 100...240 V, 2...10 V, modulating | 546.00
B221+LRX24-3 | Characterized Control Valve | Water | Characterized Control Valve (CCV), 3/4", 2-way, Cv 24 ¦Configurable Valve Actuator, Non fail-safe, AC/DC 24 V, On/Off, Floating point | 399.00
B221+LRX24-3-S | Characterized Control Valve | Water | Characterized Control Valve (CCV), 3/4", 2-way, Cv 24 ¦Configurable Valve Actuator, Non fail-safe, AC/DC 24 V, On/Off, Floating point, 1 x SPDT | 500.00
B221+LRX24-3-T | Characterized Control Valve | Water | Characterized Control Valve (CCV), 3/4", 2-way, Cv 24 ¦Configurable Valve Actuator, Non fail-safe, AC/DC 24 V, On/Off, Floating point, terminals | 378.00
B221+LRX24-MFT | Characterized Control Valve | Water | Characterized Control Valve (CCV), 3/4", 2-way, Cv 24 ¦Configurable Valve Actuator, Non fail-safe, AC/DC 24 V, 2...10 V, MFT/programmable | 675.00
B221+LRX24-MFT95 | Characterized Control Valve | Water | Characterized Control Valve (CCV), 3/4", 2-way, Cv 24 ¦Configurable Valve Actuator, Non fail-safe, AC/DC 24 V, 0...135 Ω, MFT/programmable | 786.00
B221+LRX24-PC | Characterized Control Valve | Water | Characterized Control Valve (CCV), 3/4", 2-way, Cv 24 ¦Configurable Valve Actuator, Non fail-safe, AC/DC 24 V, 0...20 V PhC, modulating | 786.00
B221+LRX24-SR | Characterized Control Valve | Water | Characterized Control Valve (CCV), 3/4", 2-way, Cv 24 ¦Configurable Valve Actuator, Non fail-safe, AC/DC 24 V, 2...10 V, modulating | 509.00
B221+LRX24-SR-T | Characterized Control Valve | Water | Characterized Control Valve (CCV), 3/4", 2-way, Cv 24 ¦Configurable Valve Actuator, Non fail-safe, AC/DC 24 V, 2...10 V, terminals, modulating | 489.00
B221+NRX24-3-T N4 | Characterized Control Valve | Water | Characterized Control Valve (CCV), 3/4", 2-way, Cv 24 ¦Configurable Valve Actuator, Non fail-safe, AC/DC 24 V, On/Off, Floating point, NEMA 4X, terminals | 765.00
B221+NRX24-MFT-T N4 | Characterized Control Valve | Water | Characterized Control Valve (CCV), 3/4", 2-way, Cv 24 ¦Configurable Valve Actuator, Non fail-safe, AC/DC 24 V, 2...10 V, NEMA 4X, terminals | 1038.00
B221+NRX24-SR-T N4 | Characterized Control Valve | Water | Characterized Control Valve (CCV), 3/4", 2-way, Cv 24 ¦Configurable Valve Actuator, Non fail-safe, AC/DC 24 V, 2...10 V, NEMA 4X, terminals | 884.00
B221B | Characterized Control Valve | Water | Characterized Control Valve (CCV), 3/4", 2-way, Cv 24 | 159.00
B221B+LF120 US | Characterized Control Valve | Water | Characterized Control Valve (CCV), 3/4", 2-way, Cv 24 ¦Valve Actuator, Spring return, AC 120 V, On/Off | 623.00
B221B+LF120-S US | Characterized Control Valve | Water | Characterized Control Valve (CCV), 3/4", 2-way, Cv 24 ¦Valve Actuator, Spring return, AC 120 V, On/Off, 1 x SPDT | 693.00
B221B+LF24 US | Characterized Control Valve | Water | Characterized Control Valve (CCV), 3/4", 2-way, Cv 24 ¦Valve Actuator, Spring return, AC/DC 24 V, On/Off | 572.00
B221B+LF24-3 US | Characterized Control Valve | Water | Characterized Control Valve (CCV), 3/4", 2-way, Cv 24 ¦Valve Actuator, Spring return, AC/DC 24 V, On/Off, Floating point | 706.00
B221B+LF24-S US | Characterized Control Valve | Water | Characterized Control Valve (CCV), 3/4", 2-way, Cv 24 ¦Valve Actuator, Spring return, AC/DC 24 V, On/Off, 1 x SPDT | 642.00
B221B+LF24-SR US | Characterized Control Valve | Water | Characterized Control Valve (CCV), 3/4", 2-way, Cv 24 ¦Valve Actuator, Spring return, AC/DC 24 V, 2...10 V, modulating | 724.00
B221B+LF24-SR-S US | Characterized Control Valve | Water | Characterized Control Valve (CCV), 3/4", 2-way, Cv 24 ¦Valve Actuator, Spring return, AC/DC 24 V, 2...10 V, 1 x SPDT, modulating | 794.00
B221B+LRB120-3 | Characterized Control Valve | Water | Characterized Control Valve (CCV), 3/4", 2-way, Cv 24 ¦Valve Actuator, Non fail-safe, AC 100...240 V, On/Off, Floating point | 428.00
B221B+LRB24-3 | Characterized Control Valve | Water | Characterized Control Valve (CCV), 3/4", 2-way, Cv 24 ¦Valve Actuator, Non fail-safe, AC/DC 24 V, On/Off, Floating point | 378.00
B221B+LRB24-3-S | Characterized Control Valve | Water | Characterized Control Valve (CCV), 3/4", 2-way, Cv 24 ¦Valve Actuator, Non fail-safe, AC/DC 24 V, On/Off, Floating point, 1 x SPDT | 481.00
B221B+LRB24-3-T | Characterized Control Valve | Water | Characterized Control Valve (CCV), 3/4", 2-way, Cv 24 ¦Valve Actuator, Non fail-safe, AC/DC 24 V, On/Off, Floating point, terminals | 364.00
B221B+LRB24-SR | Characterized Control Valve | Water | Characterized Control Valve (CCV), 3/4", 2-way, Cv 24 ¦Valve Actuator, Non fail-safe, AC/DC 24 V, 2...10 V, modulating | 529.00
B221B+LRB24-SR-T | Characterized Control Valve | Water | Characterized Control Valve (CCV), 3/4", 2-way, Cv 24 ¦Valve Actuator, Non fail-safe, AC/DC 24 V, 2...10 V, terminals, modulating | 503.00
B222 | Characterized Control Valve | Water | Characterized Control Valve (CCV), 1", 2-way, Cv 7.4 | 179.00
B222+LF120 US | Characterized Control Valve | Water | Characterized Control Valve (CCV), 1", 2-way, Cv 7.4 ¦Valve Actuator, Spring return, AC 120 V, On/Off | 641.00
B222+LF120-S US | Characterized Control Valve | Water | Characterized Control Valve (CCV), 1", 2-way, Cv 7.4 ¦Valve Actuator, Spring return, AC 120 V, On/Off, 1 x SPDT | 711.00
B222+LF24 US | Characterized Control Valve | Water | Characterized Control Valve (CCV), 1", 2-way, Cv 7.4 ¦Valve Actuator, Spring return, AC/DC 24 V, On/Off | 598.00
B222+LF24-3 US | Characterized Control Valve | Water | Characterized Control Valve (CCV), 1", 2-way, Cv 7.4 ¦Valve Actuator, Spring return, AC/DC 24 V, On/Off, Floating point | 729.00
B222+LF24-3-S US | Characterized Control Valve | Water | Characterized Control Valve (CCV), 1", 2-way, Cv 7.4 ¦Valve Actuator, Spring return, AC/DC 24 V, On/Off, Floating point, 1 x SPDT | 799.00
B222+LF24-MFT US | Characterized Control Valve | Water | Characterized Control Valve (CCV), 1", 2-way, Cv 7.4 ¦Configurable Valve Actuator, Spring return, AC/DC 24 V, 2...10 V, MFT/programmable | 857.00
B222+LF24-MFT-S US | Characterized Control Valve | Water | Characterized Control Valve (CCV), 1", 2-way, Cv 7.4 ¦Configurable Valve Actuator, Spring return, AC/DC 24 V, 2...10 V, 1 x SPDT, MFT/programmable | 927.00
B222+LF24-S US | Characterized Control Valve | Water | Characterized Control Valve (CCV), 1", 2-way, Cv 7.4 ¦Valve Actuator, Spring return, AC/DC 24 V, On/Off, 1 x SPDT | 668.00
B222+LF24-SR US | Characterized Control Valve | Water | Characterized Control Valve (CCV), 1", 2-way, Cv 7.4 ¦Valve Actuator, Spring return, AC/DC 24 V, 2...10 V, modulating | 750.00
B222+LF24-SR-S US | Characterized Control Valve | Water | Characterized Control Valve (CCV), 1", 2-way, Cv 7.4 ¦Valve Actuator, Spring return, AC/DC 24 V, 2...10 V, 1 x SPDT, modulating | 818.00
B222+LRB120-3 | Characterized Control Valve | Water | Characterized Control Valve (CCV), 1", 2-way, Cv 7.4 ¦Valve Actuator, Non fail-safe, AC 100...240 V, On/Off, Floating point | 454.00
B222+LRB24-3 | Characterized Control Valve | Water | Characterized Control Valve (CCV), 1", 2-way, Cv 7.4 ¦Valve Actuator, Non fail-safe, AC/DC 24 V, On/Off, Floating point | 408.00
B222+LRB24-3-S | Characterized Control Valve | Water | Characterized Control Valve (CCV), 1", 2-way, Cv 7.4 ¦Valve Actuator, Non fail-safe, AC/DC 24 V, On/Off, Floating point, 1 x SPDT | 511.00
B222+LRB24-3-T | Characterized Control Valve | Water | Characterized Control Valve (CCV), 1", 2-way, Cv 7.4 ¦Valve Actuator, Non fail-safe, AC/DC 24 V, On/Off, Floating point, terminals | 393.00
B222+LRB24-MFT | Characterized Control Valve | Water | Characterized Control Valve (CCV), 1", 2-way, Cv 7.4 ¦Valve Actuator, Non fail-safe, AC/DC 24 V, 2...10 V, MFT/programmable | 685.00
B222+LRB24-SR | Characterized Control Valve | Water | Characterized Control Valve (CCV), 1", 2-way, Cv 7.4 ¦Valve Actuator, Non fail-safe, AC/DC 24 V, 2...10 V, modulating | 527.00
B222+LRB24-SR-T | Characterized Control Valve | Water | Characterized Control Valve (CCV), 1", 2-way, Cv 7.4 ¦Valve Actuator, Non fail-safe, AC/DC 24 V, 2...10 V, terminals, modulating | 502.00
B222+LRCB24-3 | Characterized Control Valve | Water | Characterized Control Valve (CCV), 1", 2-way, Cv 7.4 ¦Valve Actuator, Non fail-safe, AC/DC 24 V, On/Off, Floating point | 441.00
B222+LRQX24-1 | Characterized Control Valve | Water | Characterized Control Valve (CCV), 1", 2-way, Cv 7.4 ¦Configurable Valve Actuator, Non fail-safe, AC/DC 24 V, On/Off | 830.00
B222+LRQX24-MFT | Characterized Control Valve | Water | Characterized Control Valve (CCV), 1", 2-way, Cv 7.4 ¦Configurable Valve Actuator, Non fail-safe, AC/DC 24 V, 2...10 V, MFT/programmable | 887.00
B222+LRX120-3 | Characterized Control Valve | Water | Characterized Control Valve (CCV), 1", 2-way, Cv 7.4 ¦Configurable Valve Actuator, Non fail-safe, AC 100...240 V, On/Off, Floating point | 454.00
B222+LRX120-SR | Characterized Control Valve | Water | Characterized Control Valve (CCV), 1", 2-way, Cv 7.4 ¦Configurable Valve Actuator, Non fail-safe, AC 100...240 V, 2...10 V, modulating | 561.00
B222+LRX24-3 | Characterized Control Valve | Water | Characterized Control Valve (CCV), 1", 2-way, Cv 7.4 ¦Configurable Valve Actuator, Non fail-safe, AC/DC 24 V, On/Off, Floating point | 408.00
B222+LRX24-3-S | Characterized Control Valve | Water | Characterized Control Valve (CCV), 1", 2-way, Cv 7.4 ¦Configurable Valve Actuator, Non fail-safe, AC/DC 24 V, On/Off, Floating point, 1 x SPDT | 511.00
B222+LRX24-3-T | Characterized Control Valve | Water | Characterized Control Valve (CCV), 1", 2-way, Cv 7.4 ¦Configurable Valve Actuator, Non fail-safe, AC/DC 24 V, On/Off, Floating point, terminals | 393.00
B222+LRX24-MFT | Characterized Control Valve | Water | Characterized Control Valve (CCV), 1", 2-way, Cv 7.4 ¦Configurable Valve Actuator, Non fail-safe, AC/DC 24 V, 2...10 V, MFT/programmable | 685.00
B222+LRX24-MFT95 | Characterized Control Valve | Water | Characterized Control Valve (CCV), 1", 2-way, Cv 7.4 ¦Configurable Valve Actuator, Non fail-safe, AC/DC 24 V, 0...135 Ω, MFT/programmable | 797.00
B222+LRX24-PC | Characterized Control Valve | Water | Characterized Control Valve (CCV), 1", 2-way, Cv 7.4 ¦Configurable Valve Actuator, Non fail-safe, AC/DC 24 V, 0...20 V PhC, modulating | 797.00
B222+LRX24-SR | Characterized Control Valve | Water | Characterized Control Valve (CCV), 1", 2-way, Cv 7.4 ¦Configurable Valve Actuator, Non fail-safe, AC/DC 24 V, 2...10 V, modulating | 527.00
B222+LRX24-SR-T | Characterized Control Valve | Water | Characterized Control Valve (CCV), 1", 2-way, Cv 7.4 ¦Configurable Valve Actuator, Non fail-safe, AC/DC 24 V, 2...10 V, terminals, modulating | 502.00
B222+NRX24-3-T N4 | Characterized Control Valve | Water | Characterized Control Valve (CCV), 1", 2-way, Cv 7.4 ¦Configurable Valve Actuator, Non fail-safe, AC/DC 24 V, On/Off, Floating point, NEMA 4X, terminals | 770.00
B222+NRX24-MFT-T N4 | Characterized Control Valve | Water | Characterized Control Valve (CCV), 1", 2-way, Cv 7.4 ¦Configurable Valve Actuator, Non fail-safe, AC/DC 24 V, 2...10 V, NEMA 4X, terminals | 1043.00
B222+NRX24-SR-T N4 | Characterized Control Valve | Water | Characterized Control Valve (CCV), 1", 2-way, Cv 7.4 ¦Configurable Valve Actuator, Non fail-safe, AC/DC 24 V, 2...10 V, NEMA 4X, terminals | 889.00
B223 | Characterized Control Valve | Water | Characterized Control Valve (CCV), 1", 2-way, Cv 10 | 180.00
B223+LF120 US | Characterized Control Valve | Water | Characterized Control Valve (CCV), 1", 2-way, Cv 10 ¦Valve Actuator, Spring return, AC 120 V, On/Off | 690.00
B223+LF120-S US | Characterized Control Valve | Water | Characterized Control Valve (CCV), 1", 2-way, Cv 10 ¦Valve Actuator, Spring return, AC 120 V, On/Off, 1 x SPDT | 760.00
B223+LF24 US | Characterized Control Valve | Water | Characterized Control Valve (CCV), 1", 2-way, Cv 10 ¦Valve Actuator, Spring return, AC/DC 24 V, On/Off | 605.00
B223+LF24-3 US | Characterized Control Valve | Water | Characterized Control Valve (CCV), 1", 2-way, Cv 10 ¦Valve Actuator, Spring return, AC/DC 24 V, On/Off, Floating point | 736.00
B223+LF24-MFT US | Characterized Control Valve | Water | Characterized Control Valve (CCV), 1", 2-way, Cv 10 ¦Configurable Valve Actuator, Spring return, AC/DC 24 V, 2...10 V, MFT/programmable | 864.00
B223+LF24-MFT-S US | Characterized Control Valve | Water | Characterized Control Valve (CCV), 1", 2-way, Cv 10 ¦Configurable Valve Actuator, Spring return, AC/DC 24 V, 2...10 V, 1 x SPDT, MFT/programmable | 933.00
B223+LF24-S US | Characterized Control Valve | Water | Characterized Control Valve (CCV), 1", 2-way, Cv 10 ¦Valve Actuator, Spring return, AC/DC 24 V, On/Off, 1 x SPDT | 675.00
B223+LF24-SR US | Characterized Control Valve | Water | Characterized Control Valve (CCV), 1", 2-way, Cv 10 ¦Valve Actuator, Spring return, AC/DC 24 V, 2...10 V, modulating | 756.00
B223+LF24-SR-S US | Characterized Control Valve | Water | Characterized Control Valve (CCV), 1", 2-way, Cv 10 ¦Valve Actuator, Spring return, AC/DC 24 V, 2...10 V, 1 x SPDT, modulating | 825.00
B223+LRB120-3 | Characterized Control Valve | Water | Characterized Control Valve (CCV), 1", 2-way, Cv 10 ¦Valve Actuator, Non fail-safe, AC 100...240 V, On/Off, Floating point | 458.00
B223+LRB24-3 | Characterized Control Valve | Water | Characterized Control Valve (CCV), 1", 2-way, Cv 10 ¦Valve Actuator, Non fail-safe, AC/DC 24 V, On/Off, Floating point | 415.00
B223+LRB24-3-S | Characterized Control Valve | Water | Characterized Control Valve (CCV), 1", 2-way, Cv 10 ¦Valve Actuator, Non fail-safe, AC/DC 24 V, On/Off, Floating point, 1 x SPDT | 519.00
B223+LRB24-3-T | Characterized Control Valve | Water | Characterized Control Valve (CCV), 1", 2-way, Cv 10 ¦Valve Actuator, Non fail-safe, AC/DC 24 V, On/Off, Floating point, terminals | 398.00
B223+LRB24-MFT | Characterized Control Valve | Water | Characterized Control Valve (CCV), 1", 2-way, Cv 10 ¦Valve Actuator, Non fail-safe, AC/DC 24 V, 2...10 V, MFT/programmable | 692.00
B223+LRB24-SR | Characterized Control Valve | Water | Characterized Control Valve (CCV), 1", 2-way, Cv 10 ¦Valve Actuator, Non fail-safe, AC/DC 24 V, 2...10 V, modulating | 532.00
B223+LRB24-SR-T | Characterized Control Valve | Water | Characterized Control Valve (CCV), 1", 2-way, Cv 10 ¦Valve Actuator, Non fail-safe, AC/DC 24 V, 2...10 V, terminals, modulating | 504.00
B223+LRCB24-3 | Characterized Control Valve | Water | Characterized Control Valve (CCV), 1", 2-way, Cv 10 ¦Valve Actuator, Non fail-safe, AC/DC 24 V, On/Off, Floating point | 450.00
B223+LRQX24-1 | Characterized Control Valve | Water | Characterized Control Valve (CCV), 1", 2-way, Cv 10 ¦Configurable Valve Actuator, Non fail-safe, AC/DC 24 V, On/Off | 841.00
B223+LRQX24-MFT | Characterized Control Valve | Water | Characterized Control Valve (CCV), 1", 2-way, Cv 10 ¦Configurable Valve Actuator, Non fail-safe, AC/DC 24 V, 2...10 V, MFT/programmable | 893.00
B223+LRX120-3 | Characterized Control Valve | Water | Characterized Control Valve (CCV), 1", 2-way, Cv 10 ¦Configurable Valve Actuator, Non fail-safe, AC 100...240 V, On/Off, Floating point | 458.00
B223+LRX120-SR | Characterized Control Valve | Water | Characterized Control Valve (CCV), 1", 2-way, Cv 10 ¦Configurable Valve Actuator, Non fail-safe, AC 100...240 V, 2...10 V, modulating | 563.00
B223+LRX24-3 | Characterized Control Valve | Water | Characterized Control Valve (CCV), 1", 2-way, Cv 10 ¦Configurable Valve Actuator, Non fail-safe, AC/DC 24 V, On/Off, Floating point | 415.00
B223+LRX24-3-S | Characterized Control Valve | Water | Characterized Control Valve (CCV), 1", 2-way, Cv 10 ¦Configurable Valve Actuator, Non fail-safe, AC/DC 24 V, On/Off, Floating point, 1 x SPDT | 519.00
B223+LRX24-3-T | Characterized Control Valve | Water | Characterized Control Valve (CCV), 1", 2-way, Cv 10 ¦Configurable Valve Actuator, Non fail-safe, AC/DC 24 V, On/Off, Floating point, terminals | 398.00
B223+LRX24-MFT | Characterized Control Valve | Water | Characterized Control Valve (CCV), 1", 2-way, Cv 10 ¦Configurable Valve Actuator, Non fail-safe, AC/DC 24 V, 2...10 V, MFT/programmable | 692.00
B223+LRX24-MFT95 | Characterized Control Valve | Water | Characterized Control Valve (CCV), 1", 2-way, Cv 10 ¦Configurable Valve Actuator, Non fail-safe, AC/DC 24 V, 0...135 Ω, MFT/programmable | 808.00
B223+LRX24-PC | Characterized Control Valve | Water | Characterized Control Valve (CCV), 1", 2-way, Cv 10 ¦Configurable Valve Actuator, Non fail-safe, AC/DC 24 V, 0...20 V PhC, modulating | 808.00
B223+LRX24-SR | Characterized Control Valve | Water | Characterized Control Valve (CCV), 1", 2-way, Cv 10 ¦Configurable Valve Actuator, Non fail-safe, AC/DC 24 V, 2...10 V, modulating | 532.00
B223+LRX24-SR-T | Characterized Control Valve | Water | Characterized Control Valve (CCV), 1", 2-way, Cv 10 ¦Configurable Valve Actuator, Non fail-safe, AC/DC 24 V, 2...10 V, terminals, modulating | 504.00
B223+NRX24-3-T N4 | Characterized Control Valve | Water | Characterized Control Valve (CCV), 1", 2-way, Cv 10 ¦Configurable Valve Actuator, Non fail-safe, AC/DC 24 V, On/Off, Floating point, NEMA 4X, terminals | 776.00
B223+NRX24-MFT-T N4 | Characterized Control Valve | Water | Characterized Control Valve (CCV), 1", 2-way, Cv 10 ¦Configurable Valve Actuator, Non fail-safe, AC/DC 24 V, 2...10 V, NEMA 4X, terminals | 1050.00
B223+NRX24-SR-T N4 | Characterized Control Valve | Water | Characterized Control Valve (CCV), 1", 2-way, Cv 10 ¦Configurable Valve Actuator, Non fail-safe, AC/DC 24 V, 2...10 V, NEMA 4X, terminals | 894.00
B224 | Characterized Control Valve | Water | Characterized Control Valve (CCV), 1", 2-way, Cv 19 | 182.00
B224+LF120 US | Characterized Control Valve | Water | Characterized Control Valve (CCV), 1", 2-way, Cv 19 ¦Valve Actuator, Spring return, AC 120 V, On/Off | 698.00
B224+LF120-S US | Characterized Control Valve | Water | Characterized Control Valve (CCV), 1", 2-way, Cv 19 ¦Valve Actuator, Spring return, AC 120 V, On/Off, 1 x SPDT | 768.00
B224+LF24 US | Characterized Control Valve | Water | Characterized Control Valve (CCV), 1", 2-way, Cv 19 ¦Valve Actuator, Spring return, AC/DC 24 V, On/Off | 616.00
B224+LF24-3 US | Characterized Control Valve | Water | Characterized Control Valve (CCV), 1", 2-way, Cv 19 ¦Valve Actuator, Spring return, AC/DC 24 V, On/Off, Floating point | 750.00
B224+LF24-MFT US | Characterized Control Valve | Water | Characterized Control Valve (CCV), 1", 2-way, Cv 19 ¦Configurable Valve Actuator, Spring return, AC/DC 24 V, 2...10 V, MFT/programmable | 877.00
B224+LF24-MFT-S US | Characterized Control Valve | Water | Characterized Control Valve (CCV), 1", 2-way, Cv 19 ¦Configurable Valve Actuator, Spring return, AC/DC 24 V, 2...10 V, 1 x SPDT, MFT/programmable | 946.00
B224+LF24-S US | Characterized Control Valve | Water | Characterized Control Valve (CCV), 1", 2-way, Cv 19 ¦Valve Actuator, Spring return, AC/DC 24 V, On/Off, 1 x SPDT | 686.00
B224+LF24-SR US | Characterized Control Valve | Water | Characterized Control Valve (CCV), 1", 2-way, Cv 19 ¦Valve Actuator, Spring return, AC/DC 24 V, 2...10 V, modulating | 767.00
B224+LF24-SR-S US | Characterized Control Valve | Water | Characterized Control Valve (CCV), 1", 2-way, Cv 19 ¦Valve Actuator, Spring return, AC/DC 24 V, 2...10 V, 1 x SPDT, modulating | 837.00
B224+LRB120-3 | Characterized Control Valve | Water | Characterized Control Valve (CCV), 1", 2-way, Cv 19 ¦Valve Actuator, Non fail-safe, AC 100...240 V, On/Off, Floating point | 458.00
B224+LRB24-3 | Characterized Control Valve | Water | Characterized Control Valve (CCV), 1", 2-way, Cv 19 ¦Valve Actuator, Non fail-safe, AC/DC 24 V, On/Off, Floating point | 415.00
B224+LRB24-3-S | Characterized Control Valve | Water | Characterized Control Valve (CCV), 1", 2-way, Cv 19 ¦Valve Actuator, Non fail-safe, AC/DC 24 V, On/Off, Floating point, 1 x SPDT | 519.00
B224+LRB24-3-T | Characterized Control Valve | Water | Characterized Control Valve (CCV), 1", 2-way, Cv 19 ¦Valve Actuator, Non fail-safe, AC/DC 24 V, On/Off, Floating point, terminals | 398.00
B224+LRB24-MFT | Characterized Control Valve | Water | Characterized Control Valve (CCV), 1", 2-way, Cv 19 ¦Valve Actuator, Non fail-safe, AC/DC 24 V, 2...10 V, MFT/programmable | 692.00
B224+LRB24-SR | Characterized Control Valve | Water | Characterized Control Valve (CCV), 1", 2-way, Cv 19 ¦Valve Actuator, Non fail-safe, AC/DC 24 V, 2...10 V, modulating | 535.00
B224+LRB24-SR-T | Characterized Control Valve | Water | Characterized Control Valve (CCV), 1", 2-way, Cv 19 ¦Valve Actuator, Non fail-safe, AC/DC 24 V, 2...10 V, terminals, modulating | 510.00
B224+LRCB24-3 | Characterized Control Valve | Water | Characterized Control Valve (CCV), 1", 2-way, Cv 19 ¦Valve Actuator, Non fail-safe, AC/DC 24 V, On/Off, Floating point | 450.00
B224+LRQX24-1 | Characterized Control Valve | Water | Characterized Control Valve (CCV), 1", 2-way, Cv 19 ¦Configurable Valve Actuator, Non fail-safe, AC/DC 24 V, On/Off | 849.00
B224+LRQX24-MFT | Characterized Control Valve | Water | Characterized Control Valve (CCV), 1", 2-way, Cv 19 ¦Configurable Valve Actuator, Non fail-safe, AC/DC 24 V, 2...10 V, MFT/programmable | 900.00
B224+LRX120-3 | Characterized Control Valve | Water | Characterized Control Valve (CCV), 1", 2-way, Cv 19 ¦Configurable Valve Actuator, Non fail-safe, AC 100...240 V, On/Off, Floating point | 458.00
B224+LRX120-SR | Characterized Control Valve | Water | Characterized Control Valve (CCV), 1", 2-way, Cv 19 ¦Configurable Valve Actuator, Non fail-safe, AC 100...240 V, 2...10 V, modulating | 569.00
B224+LRX24-3 | Characterized Control Valve | Water | Characterized Control Valve (CCV), 1", 2-way, Cv 19 ¦Configurable Valve Actuator, Non fail-safe, AC/DC 24 V, On/Off, Floating point | 415.00
B224+LRX24-3-S | Characterized Control Valve | Water | Characterized Control Valve (CCV), 1", 2-way, Cv 19 ¦Configurable Valve Actuator, Non fail-safe, AC/DC 24 V, On/Off, Floating point, 1 x SPDT | 519.00
B224+LRX24-3-T | Characterized Control Valve | Water | Characterized Control Valve (CCV), 1", 2-way, Cv 19 ¦Configurable Valve Actuator, Non fail-safe, AC/DC 24 V, On/Off, Floating point, terminals | 398.00
B224+LRX24-MFT | Characterized Control Valve | Water | Characterized Control Valve (CCV), 1", 2-way, Cv 19 ¦Configurable Valve Actuator, Non fail-safe, AC/DC 24 V, 2...10 V, MFT/programmable | 692.00
B224+LRX24-MFT95 | Characterized Control Valve | Water | Characterized Control Valve (CCV), 1", 2-way, Cv 19 ¦Configurable Valve Actuator, Non fail-safe, AC/DC 24 V, 0...135 Ω, MFT/programmable | 814.00
B224+LRX24-PC | Characterized Control Valve | Water | Characterized Control Valve (CCV), 1", 2-way, Cv 19 ¦Configurable Valve Actuator, Non fail-safe, AC/DC 24 V, 0...20 V PhC, modulating | 814.00
B224+LRX24-SR | Characterized Control Valve | Water | Characterized Control Valve (CCV), 1", 2-way, Cv 19 ¦Configurable Valve Actuator, Non fail-safe, AC/DC 24 V, 2...10 V, modulating | 535.00
B224+LRX24-SR-T | Characterized Control Valve | Water | Characterized Control Valve (CCV), 1", 2-way, Cv 19 ¦Configurable Valve Actuator, Non fail-safe, AC/DC 24 V, 2...10 V, terminals, modulating | 510.00
B224+NRX24-3-T N4 | Characterized Control Valve | Water | Characterized Control Valve (CCV), 1", 2-way, Cv 19 ¦Configurable Valve Actuator, Non fail-safe, AC/DC 24 V, On/Off, Floating point, NEMA 4X, terminals | 776.00
B224+NRX24-MFT-T N4 | Characterized Control Valve | Water | Characterized Control Valve (CCV), 1", 2-way, Cv 19 ¦Configurable Valve Actuator, Non fail-safe, AC/DC 24 V, 2...10 V, NEMA 4X, terminals | 1050.00
B224+NRX24-SR-T N4 | Characterized Control Valve | Water | Characterized Control Valve (CCV), 1", 2-way, Cv 19 ¦Configurable Valve Actuator, Non fail-safe, AC/DC 24 V, 2...10 V, NEMA 4X, terminals | 894.00
B224VS+AFB24-X1 | Ball Valve - VS | Water | Ball Valve (VS), 1", 2-way, Cv 43 ¦Valve Actuator, Spring return, AC/DC 24 V, On/Off | 1315.00
B224VS+AFBUP-S-X1 | Ball Valve - VS | Water | Ball Valve (VS), 1", 2-way, Cv 43 ¦Valve Actuator, Spring return, AC 24...240 V / DC 24...125 V, On/Off, 2 x SPDT | 1519.00
B224VS+AFBUP-X1 | Ball Valve - VS | Water | Ball Valve (VS), 1", 2-way, Cv 43 ¦Valve Actuator, Spring return, AC 24...240 V / DC 24...125 V, On/Off | 1404.00
B224VS+AFX24-MFT95-X1 | Ball Valve - VS | Water | Ball Valve (VS), 1", 2-way, Cv 43 ¦Configurable Valve Actuator, Spring return, AC/DC 24 V, 0...135 Ω, MFT/programmable | 1673.00
B224VS+AFX24-MFT-S-X1 | Ball Valve - VS | Water | Ball Valve (VS), 1", 2-way, Cv 43 ¦Configurable Valve Actuator, Spring return, AC/DC 24 V, 2...10 V, 2 x SPDT, MFT/programmable | 1753.00
B224VS+AFX24-MFT-X1 | Ball Valve - VS | Water | Ball Valve (VS), 1", 2-way, Cv 43 ¦Configurable Valve Actuator, Spring return, AC/DC 24 V, 2...10 V, MFT/programmable | 1639.00
B224VS+GRCX120-3 N4 | Ball Valve - VS | Water | Ball Valve (VS), 1", 2-way, Cv 43 ¦Valve Actuator, Non fail-safe, AC 100...240 V, On/Off, Floating point, NEMA 4X | 2044.00
B224VS+GRCX120-SR-T N4 | Ball Valve - VS | Water | Ball Valve (VS), 1", 2-way, Cv 43 ¦Valve Actuator, Non fail-safe, AC 100...240 V, modulating, NEMA 4X | 2146.00
B224VS+GRCX24-3-T N4 | Ball Valve - VS | Water | Ball Valve (VS), 1", 2-way, Cv 43 ¦Configurable Valve Actuator, Non fail-safe, AC/DC 24 V, On/Off, Floating point, NEMA 4X, terminals | 1919.00
B224VS+GRCX24-MFT-T N4 | Ball Valve - VS | Water | Ball Valve (VS), 1", 2-way, Cv 43 ¦Configurable Valve Actuator, Non fail-safe, AC/DC 24 V, 2...10 V, NEMA 4X, terminals | 2016.00
B224VS+GRX24-3-T N4 | Ball Valve - VS | Water | Ball Valve (VS), 1", 2-way, Cv 43 ¦Configurable Valve Actuator, Non fail-safe, AC/DC 24 V, On/Off, Floating point, NEMA 4X, terminals | 1919.00
B224VS+GRX24-MFT-T N4 | Ball Valve - VS | Water | Ball Valve (VS), 1", 2-way, Cv 43 ¦Configurable Valve Actuator, Non fail-safe, AC/DC 24 V, 2...10 V, NEMA 4X, terminals | 2016.00
B224VS+NMB24-3-X1 | Ball Valve - VS | Water | Ball Valve (VS), 1", 2-way, Cv 43 ¦Valve Actuator, Non fail-safe, AC/DC 24 V, On/Off, Floating point | 1172.00
B224VS+NMX24-3-X1 | Ball Valve - VS | Water | Ball Valve (VS), 1", 2-way, Cv 43 ¦Configurable Valve Actuator, Non fail-safe, AC/DC 24 V, On/Off, Floating point | 1172.00
B224VS+NMX24-MFT-X1 | Ball Valve - VS | Water | Ball Valve (VS), 1", 2-way, Cv 43 ¦Configurable Valve Actuator, Non fail-safe, AC/DC 24 V, 2...10 V, MFT/programmable | 1588.00
B224VSS+AFB24-X1 | Ball Valve - VSS | Water | Ball Valve (VSS), 1", 2-way, Cv 43 ¦Valve Actuator, Spring return, AC/DC 24 V, On/Off | 1752.00
B224VSS+AFBUP-S-X1 | Ball Valve - VSS | Water | Ball Valve (VSS), 1", 2-way, Cv 43 ¦Valve Actuator, Spring return, AC 24...240 V / DC 24...125 V, On/Off, 2 x SPDT | 1954.00
B224VSS+AFBUP-X1 | Ball Valve - VSS | Water | Ball Valve (VSS), 1", 2-way, Cv 43 ¦Valve Actuator, Spring return, AC 24...240 V / DC 24...125 V, On/Off | 1839.00
B224VSS+AFX24-MFT95-X1 | Ball Valve - VSS | Water | Ball Valve (VSS), 1", 2-way, Cv 43 ¦Configurable Valve Actuator, Spring return, AC/DC 24 V, 0...135 Ω, MFT/programmable | 2378.00
B224VSS+AFX24-MFT-S-X1 | Ball Valve - VSS | Water | Ball Valve (VSS), 1", 2-way, Cv 43 ¦Configurable Valve Actuator, Spring return, AC/DC 24 V, 2...10 V, 2 x SPDT, MFT/programmable | 2463.00
B224VSS+AFX24-MFT-X1 | Ball Valve - VSS | Water | Ball Valve (VSS), 1", 2-way, Cv 43 ¦Configurable Valve Actuator, Spring return, AC/DC 24 V, 2...10 V, MFT/programmable | 2172.00
B224VSS+AMB24-3-X1 | Ball Valve - VSS | Water | Ball Valve (VSS), 1", 2-way, Cv 43 ¦Valve Actuator, Non fail-safe, AC/DC 24 V, On/Off, Floating point | 1611.00
B224VSS+AMX24-3-X1 | Ball Valve - VSS | Water | Ball Valve (VSS), 1", 2-way, Cv 43 ¦Configurable Valve Actuator, Non fail-safe, AC/DC 24 V, On/Off, Floating point | 1611.00
B224VSS+AMX24-MFT95-X1 | Ball Valve - VSS | Water | Ball Valve (VSS), 1", 2-way, Cv 43 ¦Configurable Valve Actuator, Non fail-safe, AC/DC 24 V, 0...135 Ω, MFT/programmable | 1912.00
B224VSS+AMX24-MFT-X1 | Ball Valve - VSS | Water | Ball Valve (VSS), 1", 2-way, Cv 43 ¦Configurable Valve Actuator, Non fail-safe, AC/DC 24 V, 2...10 V, MFT/programmable | 2024.00
B224VSS+GRCX120-3 N4 | Ball Valve - VSS | Water | Ball Valve (VSS), 1", 2-way, Cv 43 ¦Valve Actuator, Non fail-safe, AC 100...240 V, On/Off, Floating point, NEMA 4X | 2466.00
B224VSS+GRCX120-SR-T N4 | Ball Valve - VSS | Water | Ball Valve (VSS), 1", 2-way, Cv 43 ¦Valve Actuator, Non fail-safe, AC 100...240 V, modulating, NEMA 4X | 2570.00
B224VSS+GRCX24-3-T N4 | Ball Valve - VSS | Water | Ball Valve (VSS), 1", 2-way, Cv 43 ¦Configurable Valve Actuator, Non fail-safe, AC/DC 24 V, On/Off, Floating point, NEMA 4X, terminals | 2315.00
B224VSS+GRCX24-MFT-T N4 | Ball Valve - VSS | Water | Ball Valve (VSS), 1", 2-way, Cv 43 ¦Configurable Valve Actuator, Non fail-safe, AC/DC 24 V, 2...10 V, NEMA 4X, terminals | 2419.00
B224VSS+GRX24-3-T N4 | Ball Valve - VSS | Water | Ball Valve (VSS), 1", 2-way, Cv 43 ¦Configurable Valve Actuator, Non fail-safe, AC/DC 24 V, On/Off, Floating point, NEMA 4X, terminals | 2315.00
B224VSS+GRX24-MFT-T N4 | Ball Valve - VSS | Water | Ball Valve (VSS), 1", 2-way, Cv 43 ¦Configurable Valve Actuator, Non fail-safe, AC/DC 24 V, 2...10 V, NEMA 4X, terminals | 2419.00
B225 | Characterized Control Valve | Water | Characterized Control Valve (CCV), 1", 2-way, Cv 30 | 184.00
B225+LF120 US | Characterized Control Valve | Water | Characterized Control Valve (CCV), 1", 2-way, Cv 30 ¦Valve Actuator, Spring return, AC 120 V, On/Off | 705.00
B225+LF120-S US | Characterized Control Valve | Water | Characterized Control Valve (CCV), 1", 2-way, Cv 30 ¦Valve Actuator, Spring return, AC 120 V, On/Off, 1 x SPDT | 774.00
B225+LF24 US | Characterized Control Valve | Water | Characterized Control Valve (CCV), 1", 2-way, Cv 30 ¦Valve Actuator, Spring return, AC/DC 24 V, On/Off | 624.00
B225+LF24-3 US | Characterized Control Valve | Water | Characterized Control Valve (CCV), 1", 2-way, Cv 30 ¦Valve Actuator, Spring return, AC/DC 24 V, On/Off, Floating point | 756.00
B225+LF24-MFT US | Characterized Control Valve | Water | Characterized Control Valve (CCV), 1", 2-way, Cv 30 ¦Configurable Valve Actuator, Spring return, AC/DC 24 V, 2...10 V, MFT/programmable | 884.00
B225+LF24-MFT-S US | Characterized Control Valve | Water | Characterized Control Valve (CCV), 1", 2-way, Cv 30 ¦Configurable Valve Actuator, Spring return, AC/DC 24 V, 2...10 V, 1 x SPDT, MFT/programmable | 954.00
B225+LF24-S US | Characterized Control Valve | Water | Characterized Control Valve (CCV), 1", 2-way, Cv 30 ¦Valve Actuator, Spring return, AC/DC 24 V, On/Off, 1 x SPDT | 693.00
B225+LF24-SR US | Characterized Control Valve | Water | Characterized Control Valve (CCV), 1", 2-way, Cv 30 ¦Valve Actuator, Spring return, AC/DC 24 V, 2...10 V, modulating | 774.00
B225+LF24-SR-S US | Characterized Control Valve | Water | Characterized Control Valve (CCV), 1", 2-way, Cv 30 ¦Valve Actuator, Spring return, AC/DC 24 V, 2...10 V, 1 x SPDT, modulating | 844.00
B225+LRB120-3 | Characterized Control Valve | Water | Characterized Control Valve (CCV), 1", 2-way, Cv 30 ¦Valve Actuator, Non fail-safe, AC 100...240 V, On/Off, Floating point | 461.00
B225+LRB24-3 | Characterized Control Valve | Water | Characterized Control Valve (CCV), 1", 2-way, Cv 30 ¦Valve Actuator, Non fail-safe, AC/DC 24 V, On/Off, Floating point | 419.00
B225+LRB24-3-S | Characterized Control Valve | Water | Characterized Control Valve (CCV), 1", 2-way, Cv 30 ¦Valve Actuator, Non fail-safe, AC/DC 24 V, On/Off, Floating point, 1 x SPDT | 522.00
B225+LRB24-3-T | Characterized Control Valve | Water | Characterized Control Valve (CCV), 1", 2-way, Cv 30 ¦Valve Actuator, Non fail-safe, AC/DC 24 V, On/Off, Floating point, terminals | 402.00
B225+LRB24-MFT | Characterized Control Valve | Water | Characterized Control Valve (CCV), 1", 2-way, Cv 30 ¦Valve Actuator, Non fail-safe, AC/DC 24 V, 2...10 V, MFT/programmable | 695.00
B225+LRB24-SR | Characterized Control Valve | Water | Characterized Control Valve (CCV), 1", 2-way, Cv 30 ¦Valve Actuator, Non fail-safe, AC/DC 24 V, 2...10 V, modulating | 540.00
B225+LRB24-SR-T | Characterized Control Valve | Water | Characterized Control Valve (CCV), 1", 2-way, Cv 30 ¦Valve Actuator, Non fail-safe, AC/DC 24 V, 2...10 V, terminals, modulating | 513.00
B225+LRCB24-3 | Characterized Control Valve | Water | Characterized Control Valve (CCV), 1", 2-way, Cv 30 ¦Valve Actuator, Non fail-safe, AC/DC 24 V, On/Off, Floating point | 453.00
B225+LRQX24-1 | Characterized Control Valve | Water | Characterized Control Valve (CCV), 1", 2-way, Cv 30 ¦Configurable Valve Actuator, Non fail-safe, AC/DC 24 V, On/Off | 852.00
B225+LRQX24-MFT | Characterized Control Valve | Water | Characterized Control Valve (CCV), 1", 2-way, Cv 30 ¦Configurable Valve Actuator, Non fail-safe, AC/DC 24 V, 2...10 V, MFT/programmable | 904.00
B225+LRX120-3 | Characterized Control Valve | Water | Characterized Control Valve (CCV), 1", 2-way, Cv 30 ¦Configurable Valve Actuator, Non fail-safe, AC 100...240 V, On/Off, Floating point | 461.00
B225+LRX120-SR | Characterized Control Valve | Water | Characterized Control Valve (CCV), 1", 2-way, Cv 30 ¦Configurable Valve Actuator, Non fail-safe, AC 100...240 V, 2...10 V, modulating | 572.00
B225+LRX24-3 | Characterized Control Valve | Water | Characterized Control Valve (CCV), 1", 2-way, Cv 30 ¦Configurable Valve Actuator, Non fail-safe, AC/DC 24 V, On/Off, Floating point | 419.00
B225+LRX24-3-S | Characterized Control Valve | Water | Characterized Control Valve (CCV), 1", 2-way, Cv 30 ¦Configurable Valve Actuator, Non fail-safe, AC/DC 24 V, On/Off, Floating point, 1 x SPDT | 522.00
B225+LRX24-3-T | Characterized Control Valve | Water | Characterized Control Valve (CCV), 1", 2-way, Cv 30 ¦Configurable Valve Actuator, Non fail-safe, AC/DC 24 V, On/Off, Floating point, terminals | 402.00
B225+LRX24-MFT | Characterized Control Valve | Water | Characterized Control Valve (CCV), 1", 2-way, Cv 30 ¦Configurable Valve Actuator, Non fail-safe, AC/DC 24 V, 2...10 V, MFT/programmable | 695.00
B225+LRX24-MFT95 | Characterized Control Valve | Water | Characterized Control Valve (CCV), 1", 2-way, Cv 30 ¦Configurable Valve Actuator, Non fail-safe, AC/DC 24 V, 0...135 Ω, MFT/programmable | 817.00
B225+LRX24-PC | Characterized Control Valve | Water | Characterized Control Valve (CCV), 1", 2-way, Cv 30 ¦Configurable Valve Actuator, Non fail-safe, AC/DC 24 V, 0...20 V PhC, modulating | 817.00
B225+LRX24-SR | Characterized Control Valve | Water | Characterized Control Valve (CCV), 1", 2-way, Cv 30 ¦Configurable Valve Actuator, Non fail-safe, AC/DC 24 V, 2...10 V, modulating | 540.00
B225+LRX24-SR-T | Characterized Control Valve | Water | Characterized Control Valve (CCV), 1", 2-way, Cv 30 ¦Configurable Valve Actuator, Non fail-safe, AC/DC 24 V, 2...10 V, terminals, modulating | 513.00
B225+NRX24-3-T N4 | Characterized Control Valve | Water | Characterized Control Valve (CCV), 1", 2-way, Cv 30 ¦Configurable Valve Actuator, Non fail-safe, AC/DC 24 V, On/Off, Floating point, NEMA 4X, terminals | 783.00
B225+NRX24-MFT-T N4 | Characterized Control Valve | Water | Characterized Control Valve (CCV), 1", 2-way, Cv 30 ¦Configurable Valve Actuator, Non fail-safe, AC/DC 24 V, 2...10 V, NEMA 4X, terminals | 1054.00
B225+NRX24-SR-T N4 | Characterized Control Valve | Water | Characterized Control Valve (CCV), 1", 2-way, Cv 30 ¦Configurable Valve Actuator, Non fail-safe, AC/DC 24 V, 2...10 V, NEMA 4X, terminals | 899.00
B225HT1160 | Characterized Control Valve | Water | Characterized Control Valve (HTCCV), 1", 2-way, Cv 11.6 | 291.00
B225HT1160+LF120 US | HTCCV | Water | Characterized Control Valve (HTCCV), 1", 2-way, Cv 11.6 ¦Valve Actuator, Spring return, AC 120 V, On/Off | 816.00
B225HT1160+LF120-S US | HTCCV | Water | Characterized Control Valve (HTCCV), 1", 2-way, Cv 11.6 ¦Valve Actuator, Spring return, AC 120 V, On/Off, 1 x SPDT | 891.00
B225HT1160+LF24 US | HTCCV | Water | Characterized Control Valve (HTCCV), 1", 2-way, Cv 11.6 ¦Valve Actuator, Spring return, AC/DC 24 V, On/Off | 764.00
B225HT1160+LF24-3 US | HTCCV | Water | Characterized Control Valve (HTCCV), 1", 2-way, Cv 11.6 ¦Valve Actuator, Spring return, AC/DC 24 V, On/Off, Floating point | 900.00
B225HT1160+LF24-MFT US | HTCCV | Water | Characterized Control Valve (HTCCV), 1", 2-way, Cv 11.6 ¦Configurable Valve Actuator, Spring return, AC/DC 24 V, 2...10 V, MFT/programmable | 1139.00
B225HT1160+LF24-MFT-S US | HTCCV | Water | Characterized Control Valve (HTCCV), 1", 2-way, Cv 11.6 ¦Configurable Valve Actuator, Spring return, AC/DC 24 V, 2...10 V, 1 x SPDT, MFT/programmable | 1213.00
B225HT1160+LF24-S US | HTCCV | Water | Characterized Control Valve (HTCCV), 1", 2-way, Cv 11.6 ¦Valve Actuator, Spring return, AC/DC 24 V, On/Off, 1 x SPDT | 839.00
B225HT1160+LF24-SR US | HTCCV | Water | Characterized Control Valve (HTCCV), 1", 2-way, Cv 11.6 ¦Valve Actuator, Spring return, AC/DC 24 V, 2...10 V, modulating | 952.00
B225HT1160+LF24-SR-S US | HTCCV | Water | Characterized Control Valve (HTCCV), 1", 2-way, Cv 11.6 ¦Valve Actuator, Spring return, AC/DC 24 V, 2...10 V, 1 x SPDT, modulating | 1026.00
B225HT1160+LRB24-3 | HTCCV | Water | Characterized Control Valve (HTCCV), 1", 2-way, Cv 11.6 ¦Valve Actuator, Non fail-safe, AC/DC 24 V, On/Off, Floating point | 554.00
B225HT1160+LRB24-3-S | HTCCV | Water | Characterized Control Valve (HTCCV), 1", 2-way, Cv 11.6 ¦Valve Actuator, Non fail-safe, AC/DC 24 V, On/Off, Floating point, 1 x SPDT | 665.00
B225HT1160+LRB24-SR | HTCCV | Water | Characterized Control Valve (HTCCV), 1", 2-way, Cv 11.6 ¦Valve Actuator, Non fail-safe, AC/DC 24 V, 2...10 V, modulating | 688.00
B225HT1160+LRX24-MFT | HTCCV | Water | Characterized Control Valve (HTCCV), 1", 2-way, Cv 11.6 ¦Configurable Valve Actuator, Non fail-safe, AC/DC 24 V, 2...10 V, MFT/programmable | 884.00
B225HT1856 | Characterized Control Valve | Water | Characterized Control Valve (HTCCV), 1", 2-way, Cv 18.56 | 291.00
B225HT1856+LF120 US | HTCCV | Water | Characterized Control Valve (HTCCV), 1", 2-way, Cv 18.56 ¦Valve Actuator, Spring return, AC 120 V, On/Off | 822.00
B225HT1856+LF120-S US | HTCCV | Water | Characterized Control Valve (HTCCV), 1", 2-way, Cv 18.56 ¦Valve Actuator, Spring return, AC 120 V, On/Off, 1 x SPDT | 895.00
B225HT1856+LF24 US | HTCCV | Water | Characterized Control Valve (HTCCV), 1", 2-way, Cv 18.56 ¦Valve Actuator, Spring return, AC/DC 24 V, On/Off | 771.00
B225HT1856+LF24-3 US | HTCCV | Water | Characterized Control Valve (HTCCV), 1", 2-way, Cv 18.56 ¦Valve Actuator, Spring return, AC/DC 24 V, On/Off, Floating point | 904.00
B225HT1856+LF24-MFT US | HTCCV | Water | Characterized Control Valve (HTCCV), 1", 2-way, Cv 18.56 ¦Configurable Valve Actuator, Spring return, AC/DC 24 V, 2...10 V, MFT/programmable | 1143.00
B225HT1856+LF24-MFT-S US | HTCCV | Water | Characterized Control Valve (HTCCV), 1", 2-way, Cv 18.56 ¦Configurable Valve Actuator, Spring return, AC/DC 24 V, 2...10 V, 1 x SPDT, MFT/programmable | 1231.00
B225HT1856+LF24-S US | HTCCV | Water | Characterized Control Valve (HTCCV), 1", 2-way, Cv 18.56 ¦Valve Actuator, Spring return, AC/DC 24 V, On/Off, 1 x SPDT | 845.00
B225HT1856+LF24-SR US | HTCCV | Water | Characterized Control Valve (HTCCV), 1", 2-way, Cv 18.56 ¦Valve Actuator, Spring return, AC/DC 24 V, 2...10 V, modulating | 957.00
B225HT1856+LF24-SR-S US | HTCCV | Water | Characterized Control Valve (HTCCV), 1", 2-way, Cv 18.56 ¦Valve Actuator, Spring return, AC/DC 24 V, 2...10 V, 1 x SPDT, modulating | 1032.00
B225HT1856+LRB24-3 | HTCCV | Water | Characterized Control Valve (HTCCV), 1", 2-way, Cv 18.56 ¦Valve Actuator, Non fail-safe, AC/DC 24 V, On/Off, Floating point | 554.00
B225HT1856+LRB24-3-S | HTCCV | Water | Characterized Control Valve (HTCCV), 1", 2-way, Cv 18.56 ¦Valve Actuator, Non fail-safe, AC/DC 24 V, On/Off, Floating point, 1 x SPDT | 665.00
B225HT1856+LRB24-SR | HTCCV | Water | Characterized Control Valve (HTCCV), 1", 2-way, Cv 18.56 ¦Valve Actuator, Non fail-safe, AC/DC 24 V, 2...10 V, modulating | 688.00
B225HT1856+LRX24-MFT | HTCCV | Water | Characterized Control Valve (HTCCV), 1", 2-way, Cv 18.56 ¦Configurable Valve Actuator, Non fail-safe, AC/DC 24 V, 2...10 V, MFT/programmable | 884.00
B225HT2800 | Characterized Control Valve | Water | Characterized Control Valve (HTCCV), 1", 2-way, Cv 28 | 291.00
B225HT2800+LF120 US | HTCCV | Water | Characterized Control Valve (HTCCV), 1", 2-way, Cv 28 ¦Valve Actuator, Spring return, AC 120 V, On/Off | 834.00
B225HT2800+LF120-S US | HTCCV | Water | Characterized Control Valve (HTCCV), 1", 2-way, Cv 28 ¦Valve Actuator, Spring return, AC 120 V, On/Off, 1 x SPDT | 907.00
B225HT2800+LF24 US | HTCCV | Water | Characterized Control Valve (HTCCV), 1", 2-way, Cv 28 ¦Valve Actuator, Spring return, AC/DC 24 V, On/Off | 782.00
B225HT2800+LF24-3 US | HTCCV | Water | Characterized Control Valve (HTCCV), 1", 2-way, Cv 28 ¦Valve Actuator, Spring return, AC/DC 24 V, On/Off, Floating point | 916.00
B225HT2800+LF24-MFT US | HTCCV | Water | Characterized Control Valve (HTCCV), 1", 2-way, Cv 28 ¦Configurable Valve Actuator, Spring return, AC/DC 24 V, 2...10 V, MFT/programmable | 1156.00
B225HT2800+LF24-MFT-S US | HTCCV | Water | Characterized Control Valve (HTCCV), 1", 2-way, Cv 28 ¦Configurable Valve Actuator, Spring return, AC/DC 24 V, 2...10 V, 1 x SPDT, MFT/programmable | 1217.00
B225HT2800+LF24-S US | HTCCV | Water | Characterized Control Valve (HTCCV), 1", 2-way, Cv 28 ¦Valve Actuator, Spring return, AC/DC 24 V, On/Off, 1 x SPDT | 857.00
B225HT2800+LF24-SR US | HTCCV | Water | Characterized Control Valve (HTCCV), 1", 2-way, Cv 28 ¦Valve Actuator, Spring return, AC/DC 24 V, 2...10 V, modulating | 968.00
B225HT2800+LF24-SR-S US | HTCCV | Water | Characterized Control Valve (HTCCV), 1", 2-way, Cv 28 ¦Valve Actuator, Spring return, AC/DC 24 V, 2...10 V, 1 x SPDT, modulating | 1043.00
B225HT2800+LRB24-3 | HTCCV | Water | Characterized Control Valve (HTCCV), 1", 2-way, Cv 28 ¦Valve Actuator, Non fail-safe, AC/DC 24 V, On/Off, Floating point | 562.00
B225HT2800+LRB24-3-S | HTCCV | Water | Characterized Control Valve (HTCCV), 1", 2-way, Cv 28 ¦Valve Actuator, Non fail-safe, AC/DC 24 V, On/Off, Floating point, 1 x SPDT | 671.00
B225HT2800+LRB24-SR | HTCCV | Water | Characterized Control Valve (HTCCV), 1", 2-way, Cv 28 ¦Valve Actuator, Non fail-safe, AC/DC 24 V, 2...10 V, modulating | 692.00
B225HT2800+LRX24-MFT | HTCCV | Water | Characterized Control Valve (HTCCV), 1", 2-way, Cv 28 ¦Configurable Valve Actuator, Non fail-safe, AC/DC 24 V, 2...10 V, MFT/programmable | 891.00
B225HT464 | Characterized Control Valve | Water | Characterized Control Valve (HTCCV), 1", 2-way, Cv 4.64 | 291.00
B225HT464+LF120 US | HTCCV | Water | Characterized Control Valve (HTCCV), 1", 2-way, Cv 4.64 ¦Valve Actuator, Spring return, AC 120 V, On/Off | 810.00
B225HT464+LF120-S US | HTCCV | Water | Characterized Control Valve (HTCCV), 1", 2-way, Cv 4.64 ¦Valve Actuator, Spring return, AC 120 V, On/Off, 1 x SPDT | 883.00
B225HT464+LF24 US | HTCCV | Water | Characterized Control Valve (HTCCV), 1", 2-way, Cv 4.64 ¦Valve Actuator, Spring return, AC/DC 24 V, On/Off | 758.00
B225HT464+LF24-3 US | HTCCV | Water | Characterized Control Valve (HTCCV), 1", 2-way, Cv 4.64 ¦Valve Actuator, Spring return, AC/DC 24 V, On/Off, Floating point | 895.00
B225HT464+LF24-MFT US | HTCCV | Water | Characterized Control Valve (HTCCV), 1", 2-way, Cv 4.64 ¦Configurable Valve Actuator, Spring return, AC/DC 24 V, 2...10 V, MFT/programmable | 1132.00
B225HT464+LF24-MFT-S US | HTCCV | Water | Characterized Control Valve (HTCCV), 1", 2-way, Cv 4.64 ¦Configurable Valve Actuator, Spring return, AC/DC 24 V, 2...10 V, 1 x SPDT, MFT/programmable | 1207.00
B225HT464+LF24-S US | HTCCV | Water | Characterized Control Valve (HTCCV), 1", 2-way, Cv 4.64 ¦Valve Actuator, Spring return, AC/DC 24 V, On/Off, 1 x SPDT | 833.00
B225HT464+LF24-SR US | HTCCV | Water | Characterized Control Valve (HTCCV), 1", 2-way, Cv 4.64 ¦Valve Actuator, Spring return, AC/DC 24 V, 2...10 V, modulating | 946.00
B225HT464+LF24-SR-S US | HTCCV | Water | Characterized Control Valve (HTCCV), 1", 2-way, Cv 4.64 ¦Valve Actuator, Spring return, AC/DC 24 V, 2...10 V, 1 x SPDT, modulating | 1020.00
B225HT464+LRB24-3 | HTCCV | Water | Characterized Control Valve (HTCCV), 1", 2-way, Cv 4.64 ¦Valve Actuator, Non fail-safe, AC/DC 24 V, On/Off, Floating point | 549.00
B225HT464+LRB24-3-S | HTCCV | Water | Characterized Control Valve (HTCCV), 1", 2-way, Cv 4.64 ¦Valve Actuator, Non fail-safe, AC/DC 24 V, On/Off, Floating point, 1 x SPDT | 659.00
B225HT464+LRB24-SR | HTCCV | Water | Characterized Control Valve (HTCCV), 1", 2-way, Cv 4.64 ¦Valve Actuator, Non fail-safe, AC/DC 24 V, 2...10 V, modulating | 679.00
B225HT464+LRX24-MFT | HTCCV | Water | Characterized Control Valve (HTCCV), 1", 2-way, Cv 4.64 ¦Configurable Valve Actuator, Non fail-safe, AC/DC 24 V, 2...10 V, MFT/programmable | 878.00
B225HT731 | Characterized Control Valve | Water | Characterized Control Valve (HTCCV), 1", 2-way, Cv 7.31 | 291.00
B225HT731+LF120 US | HTCCV | Water | Characterized Control Valve (HTCCV), 1", 2-way, Cv 7.31 ¦Valve Actuator, Spring return, AC 120 V, On/Off | 810.00
B225HT731+LF120-S US | HTCCV | Water | Characterized Control Valve (HTCCV), 1", 2-way, Cv 7.31 ¦Valve Actuator, Spring return, AC 120 V, On/Off, 1 x SPDT | 883.00
B225HT731+LF24 US | HTCCV | Water | Characterized Control Valve (HTCCV), 1", 2-way, Cv 7.31 ¦Valve Actuator, Spring return, AC/DC 24 V, On/Off | 758.00
B225HT731+LF24-3 US | HTCCV | Water | Characterized Control Valve (HTCCV), 1", 2-way, Cv 7.31 ¦Valve Actuator, Spring return, AC/DC 24 V, On/Off, Floating point | 895.00
B225HT731+LF24-MFT US | HTCCV | Water | Characterized Control Valve (HTCCV), 1", 2-way, Cv 7.31 ¦Configurable Valve Actuator, Spring return, AC/DC 24 V, 2...10 V, MFT/programmable | 1132.00
B225HT731+LF24-MFT-S US | HTCCV | Water | Characterized Control Valve (HTCCV), 1", 2-way, Cv 7.31 ¦Configurable Valve Actuator, Spring return, AC/DC 24 V, 2...10 V, 1 x SPDT, MFT/programmable | 1207.00
B225HT731+LF24-S US | HTCCV | Water | Characterized Control Valve (HTCCV), 1", 2-way, Cv 7.31 ¦Valve Actuator, Spring return, AC/DC 24 V, On/Off, 1 x SPDT | 833.00
B225HT731+LF24-SR US | HTCCV | Water | Characterized Control Valve (HTCCV), 1", 2-way, Cv 7.31 ¦Valve Actuator, Spring return, AC/DC 24 V, 2...10 V, modulating | 946.00
B225HT731+LF24-SR-S US | HTCCV | Water | Characterized Control Valve (HTCCV), 1", 2-way, Cv 7.31 ¦Valve Actuator, Spring return, AC/DC 24 V, 2...10 V, 1 x SPDT, modulating | 1020.00
B225HT731+LRB24-3 | HTCCV | Water | Characterized Control Valve (HTCCV), 1", 2-way, Cv 7.31 ¦Valve Actuator, Non fail-safe, AC/DC 24 V, On/Off, Floating point | 549.00
B225HT731+LRB24-3-S | HTCCV | Water | Characterized Control Valve (HTCCV), 1", 2-way, Cv 7.31 ¦Valve Actuator, Non fail-safe, AC/DC 24 V, On/Off, Floating point, 1 x SPDT | 659.00
B225HT731+LRB24-SR | HTCCV | Water | Characterized Control Valve (HTCCV), 1", 2-way, Cv 7.31 ¦Valve Actuator, Non fail-safe, AC/DC 24 V, 2...10 V, modulating | 679.00
B225HT731+LRX24-MFT | HTCCV | Water | Characterized Control Valve (HTCCV), 1", 2-way, Cv 7.31 ¦Configurable Valve Actuator, Non fail-safe, AC/DC 24 V, 2...10 V, MFT/programmable | 878.00
B225VS+AFB24-X1 | Ball Valve - VS | Water | Ball Valve (VS), 1", 2-way, Cv 68 ¦Valve Actuator, Spring return, AC/DC 24 V, On/Off | 1570.00
B225VS+AFBUP-S-X1 | Ball Valve - VS | Water | Ball Valve (VS), 1", 2-way, Cv 68 ¦Valve Actuator, Spring return, AC 24...240 V / DC 24...125 V, On/Off, 2 x SPDT | 1774.00
B225VS+AFBUP-X1 | Ball Valve - VS | Water | Ball Valve (VS), 1", 2-way, Cv 68 ¦Valve Actuator, Spring return, AC 24...240 V / DC 24...125 V, On/Off | 1659.00
B225VS+AFX24-MFT95-X1 | Ball Valve - VS | Water | Ball Valve (VS), 1", 2-way, Cv 68 ¦Configurable Valve Actuator, Spring return, AC/DC 24 V, 0...135 Ω, MFT/programmable | 1839.00
B225VS+AFX24-MFT-S-X1 | Ball Valve - VS | Water | Ball Valve (VS), 1", 2-way, Cv 68 ¦Configurable Valve Actuator, Spring return, AC/DC 24 V, 2...10 V, 2 x SPDT, MFT/programmable | 1925.00
B225VS+AFX24-MFT-X1 | Ball Valve - VS | Water | Ball Valve (VS), 1", 2-way, Cv 68 ¦Configurable Valve Actuator, Spring return, AC/DC 24 V, 2...10 V, MFT/programmable | 1810.00
B225VS+AMB24-3-X1 | Ball Valve - VS | Water | Ball Valve (VS), 1", 2-way, Cv 68 ¦Valve Actuator, Non fail-safe, AC/DC 24 V, On/Off, Floating point | 1312.00
B225VS+AMX24-3-X1 | Ball Valve - VS | Water | Ball Valve (VS), 1", 2-way, Cv 68 ¦Configurable Valve Actuator, Non fail-safe, AC/DC 24 V, On/Off, Floating point | 1312.00
B225VS+AMX24-MFT95-X1 | Ball Valve - VS | Water | Ball Valve (VS), 1", 2-way, Cv 68 ¦Configurable Valve Actuator, Non fail-safe, AC/DC 24 V, 0...135 Ω, MFT/programmable | 1636.00
B225VS+AMX24-MFT-X1 | Ball Valve - VS | Water | Ball Valve (VS), 1", 2-way, Cv 68 ¦Configurable Valve Actuator, Non fail-safe, AC/DC 24 V, 2...10 V, MFT/programmable | 1728.00
B225VS+GRCX120-3 N4 | Ball Valve - VS | Water | Ball Valve (VS), 1", 2-way, Cv 68 ¦Valve Actuator, Non fail-safe, AC 100...240 V, On/Off, Floating point, NEMA 4X | 2063.00
B225VS+GRCX120-SR-T N4 | Ball Valve - VS | Water | Ball Valve (VS), 1", 2-way, Cv 68 ¦Valve Actuator, Non fail-safe, AC 100...240 V, modulating, NEMA 4X | 2167.00
B225VS+GRCX24-3-T N4 | Ball Valve - VS | Water | Ball Valve (VS), 1", 2-way, Cv 68 ¦Configurable Valve Actuator, Non fail-safe, AC/DC 24 V, On/Off, Floating point, NEMA 4X, terminals | 1938.00
B225VS+GRCX24-MFT-T N4 | Ball Valve - VS | Water | Ball Valve (VS), 1", 2-way, Cv 68 ¦Configurable Valve Actuator, Non fail-safe, AC/DC 24 V, 2...10 V, NEMA 4X, terminals | 2035.00
B225VS+GRX24-3-T N4 | Ball Valve - VS | Water | Ball Valve (VS), 1", 2-way, Cv 68 ¦Configurable Valve Actuator, Non fail-safe, AC/DC 24 V, On/Off, Floating point, NEMA 4X, terminals | 1938.00
B225VS+GRX24-MFT-T N4 | Ball Valve - VS | Water | Ball Valve (VS), 1", 2-way, Cv 68 ¦Configurable Valve Actuator, Non fail-safe, AC/DC 24 V, 2...10 V, NEMA 4X, terminals | 2035.00
B229 | Characterized Control Valve | Water | Characterized Control Valve (CCV), 1 1/4", 2-way, Cv 10 | 169.00
B229+LF120 US | Characterized Control Valve | Water | Characterized Control Valve (CCV), 1 1/4", 2-way, Cv 10 ¦Valve Actuator, Spring return, AC 120 V, On/Off | 678.00
B229+LF120-S US | Characterized Control Valve | Water | Characterized Control Valve (CCV), 1 1/4", 2-way, Cv 10 ¦Valve Actuator, Spring return, AC 120 V, On/Off, 1 x SPDT | 747.00
B229+LF24 US | Characterized Control Valve | Water | Characterized Control Valve (CCV), 1 1/4", 2-way, Cv 10 ¦Valve Actuator, Spring return, AC/DC 24 V, On/Off | 636.00
B229+LF24-3 US | Characterized Control Valve | Water | Characterized Control Valve (CCV), 1 1/4", 2-way, Cv 10 ¦Valve Actuator, Spring return, AC/DC 24 V, On/Off, Floating point | 767.00
B229+LF24-MFT US | Characterized Control Valve | Water | Characterized Control Valve (CCV), 1 1/4", 2-way, Cv 10 ¦Configurable Valve Actuator, Spring return, AC/DC 24 V, 2...10 V, MFT/programmable | 894.00
B229+LF24-MFT-S US | Characterized Control Valve | Water | Characterized Control Valve (CCV), 1 1/4", 2-way, Cv 10 ¦Configurable Valve Actuator, Spring return, AC/DC 24 V, 2...10 V, 1 x SPDT, MFT/programmable | 964.00
B229+LF24-S US | Characterized Control Valve | Water | Characterized Control Valve (CCV), 1 1/4", 2-way, Cv 10 ¦Valve Actuator, Spring return, AC/DC 24 V, On/Off, 1 x SPDT | 705.00
B229+LF24-SR US | Characterized Control Valve | Water | Characterized Control Valve (CCV), 1 1/4", 2-way, Cv 10 ¦Valve Actuator, Spring return, AC/DC 24 V, 2...10 V, modulating | 787.00
B229+LF24-SR-S US | Characterized Control Valve | Water | Characterized Control Valve (CCV), 1 1/4", 2-way, Cv 10 ¦Valve Actuator, Spring return, AC/DC 24 V, 2...10 V, 1 x SPDT, modulating | 856.00
B229+LRB120-3 | Characterized Control Valve | Water | Characterized Control Valve (CCV), 1 1/4", 2-way, Cv 10 ¦Valve Actuator, Non fail-safe, AC 100...240 V, On/Off, Floating point | 507.00
B229+LRB24-3 | Characterized Control Valve | Water | Characterized Control Valve (CCV), 1 1/4", 2-way, Cv 10 ¦Valve Actuator, Non fail-safe, AC/DC 24 V, On/Off, Floating point | 464.00
B229+LRB24-3-S | Characterized Control Valve | Water | Characterized Control Valve (CCV), 1 1/4", 2-way, Cv 10 ¦Valve Actuator, Non fail-safe, AC/DC 24 V, On/Off, Floating point, 1 x SPDT | 565.00
B229+LRB24-3-T | Characterized Control Valve | Water | Characterized Control Valve (CCV), 1 1/4", 2-way, Cv 10 ¦Valve Actuator, Non fail-safe, AC/DC 24 V, On/Off, Floating point, terminals | 448.00
B229+LRB24-MFT | Characterized Control Valve | Water | Characterized Control Valve (CCV), 1 1/4", 2-way, Cv 10 ¦Valve Actuator, Non fail-safe, AC/DC 24 V, 2...10 V, MFT/programmable | 739.00
B229+LRB24-SR | Characterized Control Valve | Water | Characterized Control Valve (CCV), 1 1/4", 2-way, Cv 10 ¦Valve Actuator, Non fail-safe, AC/DC 24 V, 2...10 V, modulating | 571.00
B229+LRB24-SR-T | Characterized Control Valve | Water | Characterized Control Valve (CCV), 1 1/4", 2-way, Cv 10 ¦Valve Actuator, Non fail-safe, AC/DC 24 V, 2...10 V, terminals, modulating | 551.00
B229+LRCB24-3 | Characterized Control Valve | Water | Characterized Control Valve (CCV), 1 1/4", 2-way, Cv 10 ¦Valve Actuator, Non fail-safe, AC/DC 24 V, On/Off, Floating point | 496.00
B229+LRQX24-1 | Characterized Control Valve | Water | Characterized Control Valve (CCV), 1 1/4", 2-way, Cv 10 ¦Configurable Valve Actuator, Non fail-safe, AC/DC 24 V, On/Off | 879.00
B229+LRQX24-MFT | Characterized Control Valve | Water | Characterized Control Valve (CCV), 1 1/4", 2-way, Cv 10 ¦Configurable Valve Actuator, Non fail-safe, AC/DC 24 V, 2...10 V, MFT/programmable | 929.00
B229+LRX120-3 | Characterized Control Valve | Water | Characterized Control Valve (CCV), 1 1/4", 2-way, Cv 10 ¦Configurable Valve Actuator, Non fail-safe, AC 100...240 V, On/Off, Floating point | 507.00
B229+LRX120-SR | Characterized Control Valve | Water | Characterized Control Valve (CCV), 1 1/4", 2-way, Cv 10 ¦Configurable Valve Actuator, Non fail-safe, AC 100...240 V, 2...10 V, modulating | 610.00
B229+LRX24-3 | Characterized Control Valve | Water | Characterized Control Valve (CCV), 1 1/4", 2-way, Cv 10 ¦Configurable Valve Actuator, Non fail-safe, AC/DC 24 V, On/Off, Floating point | 464.00
B229+LRX24-3-S | Characterized Control Valve | Water | Characterized Control Valve (CCV), 1 1/4", 2-way, Cv 10 ¦Configurable Valve Actuator, Non fail-safe, AC/DC 24 V, On/Off, Floating point, 1 x SPDT | 565.00
B229+LRX24-3-T | Characterized Control Valve | Water | Characterized Control Valve (CCV), 1 1/4", 2-way, Cv 10 ¦Configurable Valve Actuator, Non fail-safe, AC/DC 24 V, On/Off, Floating point, terminals | 448.00
B229+LRX24-MFT | Characterized Control Valve | Water | Characterized Control Valve (CCV), 1 1/4", 2-way, Cv 10 ¦Configurable Valve Actuator, Non fail-safe, AC/DC 24 V, 2...10 V, MFT/programmable | 739.00
B229+LRX24-MFT95 | Characterized Control Valve | Water | Characterized Control Valve (CCV), 1 1/4", 2-way, Cv 10 ¦Configurable Valve Actuator, Non fail-safe, AC/DC 24 V, 0...135 Ω, MFT/programmable | 846.00
B229+LRX24-PC | Characterized Control Valve | Water | Characterized Control Valve (CCV), 1 1/4", 2-way, Cv 10 ¦Configurable Valve Actuator, Non fail-safe, AC/DC 24 V, 0...20 V PhC, modulating | 846.00
B229+LRX24-SR | Characterized Control Valve | Water | Characterized Control Valve (CCV), 1 1/4", 2-way, Cv 10 ¦Configurable Valve Actuator, Non fail-safe, AC/DC 24 V, 2...10 V, modulating | 571.00
B229+LRX24-SR-T | Characterized Control Valve | Water | Characterized Control Valve (CCV), 1 1/4", 2-way, Cv 10 ¦Configurable Valve Actuator, Non fail-safe, AC/DC 24 V, 2...10 V, terminals, modulating | 551.00
B229+NRX24-3-T N4 | Characterized Control Valve | Water | Characterized Control Valve (CCV), 1 1/4", 2-way, Cv 10 ¦Configurable Valve Actuator, Non fail-safe, AC/DC 24 V, On/Off, Floating point, NEMA 4X, terminals | 824.00
B229+NRX24-MFT-T N4 | Characterized Control Valve | Water | Characterized Control Valve (CCV), 1 1/4", 2-way, Cv 10 ¦Configurable Valve Actuator, Non fail-safe, AC/DC 24 V, 2...10 V, NEMA 4X, terminals | 1096.00
B229+NRX24-SR-T N4 | Characterized Control Valve | Water | Characterized Control Valve (CCV), 1 1/4", 2-way, Cv 10 ¦Configurable Valve Actuator, Non fail-safe, AC/DC 24 V, 2...10 V, NEMA 4X, terminals | 940.00
B230 | Characterized Control Valve | Water | Characterized Control Valve (CCV), 1 1/4", 2-way, Cv 19 | 172.00
B230+LF120 US | Characterized Control Valve | Water | Characterized Control Valve (CCV), 1 1/4", 2-way, Cv 19 ¦Valve Actuator, Spring return, AC 120 V, On/Off | 724.00
B230+LF120-S US | Characterized Control Valve | Water | Characterized Control Valve (CCV), 1 1/4", 2-way, Cv 19 ¦Valve Actuator, Spring return, AC 120 V, On/Off, 1 x SPDT | 794.00
B230+LF24 US | Characterized Control Valve | Water | Characterized Control Valve (CCV), 1 1/4", 2-way, Cv 19 ¦Valve Actuator, Spring return, AC/DC 24 V, On/Off | 639.00
B230+LF24-3 US | Characterized Control Valve | Water | Characterized Control Valve (CCV), 1 1/4", 2-way, Cv 19 ¦Valve Actuator, Spring return, AC/DC 24 V, On/Off, Floating point | 769.00
B230+LF24-MFT US | Characterized Control Valve | Water | Characterized Control Valve (CCV), 1 1/4", 2-way, Cv 19 ¦Configurable Valve Actuator, Spring return, AC/DC 24 V, 2...10 V, MFT/programmable | 897.00
B230+LF24-MFT-S US | Characterized Control Valve | Water | Characterized Control Valve (CCV), 1 1/4", 2-way, Cv 19 ¦Configurable Valve Actuator, Spring return, AC/DC 24 V, 2...10 V, 1 x SPDT, MFT/programmable | 967.00
B230+LF24-S US | Characterized Control Valve | Water | Characterized Control Valve (CCV), 1 1/4", 2-way, Cv 19 ¦Valve Actuator, Spring return, AC/DC 24 V, On/Off, 1 x SPDT | 709.00
B230+LF24-SR US | Characterized Control Valve | Water | Characterized Control Valve (CCV), 1 1/4", 2-way, Cv 19 ¦Valve Actuator, Spring return, AC/DC 24 V, 2...10 V, modulating | 790.00
B230+LF24-SR-S US | Characterized Control Valve | Water | Characterized Control Valve (CCV), 1 1/4", 2-way, Cv 19 ¦Valve Actuator, Spring return, AC/DC 24 V, 2...10 V, 1 x SPDT, modulating | 858.00
B230+LRB120-3 | Characterized Control Valve | Water | Characterized Control Valve (CCV), 1 1/4", 2-way, Cv 19 ¦Valve Actuator, Non fail-safe, AC 100...240 V, On/Off, Floating point | 510.00
B230+LRB24-3 | Characterized Control Valve | Water | Characterized Control Valve (CCV), 1 1/4", 2-way, Cv 19 ¦Valve Actuator, Non fail-safe, AC/DC 24 V, On/Off, Floating point | 467.00
B230+LRB24-3-S | Characterized Control Valve | Water | Characterized Control Valve (CCV), 1 1/4", 2-way, Cv 19 ¦Valve Actuator, Non fail-safe, AC/DC 24 V, On/Off, Floating point, 1 x SPDT | 568.00
B230+LRB24-3-T | Characterized Control Valve | Water | Characterized Control Valve (CCV), 1 1/4", 2-way, Cv 19 ¦Valve Actuator, Non fail-safe, AC/DC 24 V, On/Off, Floating point, terminals | 452.00
B230+LRB24-MFT | Characterized Control Valve | Water | Characterized Control Valve (CCV), 1 1/4", 2-way, Cv 19 ¦Valve Actuator, Non fail-safe, AC/DC 24 V, 2...10 V, MFT/programmable | 742.00
B230+LRB24-SR | Characterized Control Valve | Water | Characterized Control Valve (CCV), 1 1/4", 2-way, Cv 19 ¦Valve Actuator, Non fail-safe, AC/DC 24 V, 2...10 V, modulating | 578.00
B230+LRB24-SR-T | Characterized Control Valve | Water | Characterized Control Valve (CCV), 1 1/4", 2-way, Cv 19 ¦Valve Actuator, Non fail-safe, AC/DC 24 V, 2...10 V, terminals, modulating | 555.00
B230+LRCB24-3 | Characterized Control Valve | Water | Characterized Control Valve (CCV), 1 1/4", 2-way, Cv 19 ¦Valve Actuator, Non fail-safe, AC/DC 24 V, On/Off, Floating point | 499.00
B230+LRQX24-1 | Characterized Control Valve | Water | Characterized Control Valve (CCV), 1 1/4", 2-way, Cv 19 ¦Configurable Valve Actuator, Non fail-safe, AC/DC 24 V, On/Off | 882.00
B230+LRQX24-MFT | Characterized Control Valve | Water | Characterized Control Valve (CCV), 1 1/4", 2-way, Cv 19 ¦Configurable Valve Actuator, Non fail-safe, AC/DC 24 V, 2...10 V, MFT/programmable | 933.00
B230+LRX120-3 | Characterized Control Valve | Water | Characterized Control Valve (CCV), 1 1/4", 2-way, Cv 19 ¦Configurable Valve Actuator, Non fail-safe, AC 100...240 V, On/Off, Floating point | 510.00
B230+LRX120-SR | Characterized Control Valve | Water | Characterized Control Valve (CCV), 1 1/4", 2-way, Cv 19 ¦Configurable Valve Actuator, Non fail-safe, AC 100...240 V, 2...10 V, modulating | 616.00
B230+LRX24-3 | Characterized Control Valve | Water | Characterized Control Valve (CCV), 1 1/4", 2-way, Cv 19 ¦Configurable Valve Actuator, Non fail-safe, AC/DC 24 V, On/Off, Floating point | 467.00
B230+LRX24-3-S | Characterized Control Valve | Water | Characterized Control Valve (CCV), 1 1/4", 2-way, Cv 19 ¦Configurable Valve Actuator, Non fail-safe, AC/DC 24 V, On/Off, Floating point, 1 x SPDT | 568.00
B230+LRX24-3-T | Characterized Control Valve | Water | Characterized Control Valve (CCV), 1 1/4", 2-way, Cv 19 ¦Configurable Valve Actuator, Non fail-safe, AC/DC 24 V, On/Off, Floating point, terminals | 452.00
B230+LRX24-MFT | Characterized Control Valve | Water | Characterized Control Valve (CCV), 1 1/4", 2-way, Cv 19 ¦Configurable Valve Actuator, Non fail-safe, AC/DC 24 V, 2...10 V, MFT/programmable | 742.00
B230+LRX24-MFT95 | Characterized Control Valve | Water | Characterized Control Valve (CCV), 1 1/4", 2-way, Cv 19 ¦Configurable Valve Actuator, Non fail-safe, AC/DC 24 V, 0...135 Ω, MFT/programmable | 849.00
B230+LRX24-PC | Characterized Control Valve | Water | Characterized Control Valve (CCV), 1 1/4", 2-way, Cv 19 ¦Configurable Valve Actuator, Non fail-safe, AC/DC 24 V, 0...20 V PhC, modulating | 849.00
B230+LRX24-SR | Characterized Control Valve | Water | Characterized Control Valve (CCV), 1 1/4", 2-way, Cv 19 ¦Configurable Valve Actuator, Non fail-safe, AC/DC 24 V, 2...10 V, modulating | 578.00
B230+LRX24-SR-T | Characterized Control Valve | Water | Characterized Control Valve (CCV), 1 1/4", 2-way, Cv 19 ¦Configurable Valve Actuator, Non fail-safe, AC/DC 24 V, 2...10 V, terminals, modulating | 555.00
B230+NRX24-3-T N4 | Characterized Control Valve | Water | Characterized Control Valve (CCV), 1 1/4", 2-way, Cv 19 ¦Configurable Valve Actuator, Non fail-safe, AC/DC 24 V, On/Off, Floating point, NEMA 4X, terminals | 827.00
B230+NRX24-MFT-T N4 | Characterized Control Valve | Water | Characterized Control Valve (CCV), 1 1/4", 2-way, Cv 19 ¦Configurable Valve Actuator, Non fail-safe, AC/DC 24 V, 2...10 V, NEMA 4X, terminals | 1098.00
B230+NRX24-SR-T N4 | Characterized Control Valve | Water | Characterized Control Valve (CCV), 1 1/4", 2-way, Cv 19 ¦Configurable Valve Actuator, Non fail-safe, AC/DC 24 V, 2...10 V, NEMA 4X, terminals | 945.00
B231 | Characterized Control Valve | Water | Characterized Control Valve (CCV), 1 1/4", 2-way, Cv 25 | 188.00
B231+AFRB24 | Characterized Control Valve | Water | Characterized Control Valve (CCV), 1 1/4", 2-way, Cv 25 ¦Valve Actuator, Spring return, AC/DC 24 V, On/Off | 735.00
B231+AFRB24-S | Characterized Control Valve | Water | Characterized Control Valve (CCV), 1 1/4", 2-way, Cv 25 ¦Valve Actuator, Spring return, AC/DC 24 V, On/Off, 2 x SPDT | 847.00
B231+AFRB24-SR | Characterized Control Valve | Water | Characterized Control Valve (CCV), 1 1/4", 2-way, Cv 25 ¦Valve Actuator, Spring return, AC/DC 24 V, 2...10 V, modulating | 927.00
B231+AFRBUP | Characterized Control Valve | Water | Characterized Control Valve (CCV), 1 1/4", 2-way, Cv 25 ¦Valve Actuator, Spring return, AC 24...240 V / DC 24...125 V, On/Off | 808.00
B231+AFRBUP-S | Characterized Control Valve | Water | Characterized Control Valve (CCV), 1 1/4", 2-way, Cv 25 ¦Valve Actuator, Spring return, AC 24...240 V / DC 24...125 V, On/Off, 2 x SPDT | 920.00
B231+AFRX24 | Characterized Control Valve | Water | Characterized Control Valve (CCV), 1 1/4", 2-way, Cv 25 ¦Configurable Valve Actuator, Spring return, AC/DC 24 V, On/Off | 735.00
B231+AFRX24 N4 | Characterized Control Valve | Water | Characterized Control Valve (CCV), 1 1/4", 2-way, Cv 25 ¦Valve Actuator, Spring return, AC/DC 24 V, On/Off, NEMA 4X | 1420.00
B231+AFRX24-MFT | Characterized Control Valve | Water | Characterized Control Valve (CCV), 1 1/4", 2-way, Cv 25 ¦Configurable Valve Actuator, Spring return, AC/DC 24 V, 2...10 V, MFT/programmable | 1056.00
B231+AFRX24-MFT N4 | Characterized Control Valve | Water | Characterized Control Valve (CCV), 1 1/4", 2-way, Cv 25 ¦Valve Actuator, Spring return, AC/DC 24 V, MFT/programmable, NEMA 4X | 1856.00
B231+AFRX24-MFT95 | Characterized Control Valve | Water | Characterized Control Valve (CCV), 1 1/4", 2-way, Cv 25 ¦Configurable Valve Actuator, Spring return, AC/DC 24 V, 0...135 Ω, MFT/programmable | 1091.00
B231+AFRX24-MFT-S | Characterized Control Valve | Water | Characterized Control Valve (CCV), 1 1/4", 2-way, Cv 25 ¦Configurable Valve Actuator, Spring return, AC/DC 24 V, 2...10 V, 2 x SPDT, MFT/programmable | 1167.00
B231+AFRX24-S | Characterized Control Valve | Water | Characterized Control Valve (CCV), 1 1/4", 2-way, Cv 25 ¦Configurable Valve Actuator, Spring return, AC/DC 24 V, On/Off, 2 x SPDT | 847.00
B231+AFRXUP | Characterized Control Valve | Water | Characterized Control Valve (CCV), 1 1/4", 2-way, Cv 25 ¦Configurable Valve Actuator, Spring return, AC 24...240 V / DC 24...125 V, On/Off | 808.00
B231+AFRXUP N4 | Characterized Control Valve | Water | Characterized Control Valve (CCV), 1 1/4", 2-way, Cv 25 ¦Valve Actuator, Spring return, AC 24...240 V / DC 24...125 V, On/Off, NEMA 4X | 1605.00
B231+AFRXUP-S | Characterized Control Valve | Water | Characterized Control Valve (CCV), 1 1/4", 2-way, Cv 25 ¦Configurable Valve Actuator, Spring return, AC 24...240 V / DC 24...125 V, On/Off, 2 x SPDT | 920.00
B231+ARB24-3 | Characterized Control Valve | Water | Characterized Control Valve (CCV), 1 1/4", 2-way, Cv 25 ¦Valve Actuator, Non fail-safe, AC/DC 24 V, On/Off, Floating point | 538.00
B231+ARB24-3-S | Characterized Control Valve | Water | Characterized Control Valve (CCV), 1 1/4", 2-way, Cv 25 ¦Valve Actuator, Non fail-safe, AC/DC 24 V, On/Off, Floating point, 1 x SPDT | 668.00
B231+ARB24-SR | Characterized Control Valve | Water | Characterized Control Valve (CCV), 1 1/4", 2-way, Cv 25 ¦Valve Actuator, Non fail-safe, AC/DC 24 V, 2...10 V, modulating | 716.00
B231+ARB24-SR-T | Characterized Control Valve | Water | Characterized Control Valve (CCV), 1 1/4", 2-way, Cv 25 ¦Valve Actuator, Non fail-safe, AC/DC 24 V, 2...10 V, terminals, modulating | 694.00
B231+ARX120-3 | Characterized Control Valve | Water | Characterized Control Valve (CCV), 1 1/4", 2-way, Cv 25 ¦Configurable Valve Actuator, Non fail-safe, AC 100...240 V, On/Off, Floating point | 589.00
B231+ARX120-SR | Characterized Control Valve | Water | Characterized Control Valve (CCV), 1 1/4", 2-way, Cv 25 ¦Configurable Valve Actuator, Non fail-safe, AC 100...240 V, 2...10 V, modulating | 753.00
B231+ARX24-3 | Characterized Control Valve | Water | Characterized Control Valve (CCV), 1 1/4", 2-way, Cv 25 ¦Configurable Valve Actuator, Non fail-safe, AC/DC 24 V, On/Off, Floating point | 538.00
B231+ARX24-3-S | Characterized Control Valve | Water | Characterized Control Valve (CCV), 1 1/4", 2-way, Cv 25 ¦Configurable Valve Actuator, Non fail-safe, AC/DC 24 V, On/Off, Floating point, 1 x SPDT | 668.00
B231+ARX24-3-T | Characterized Control Valve | Water | Characterized Control Valve (CCV), 1 1/4", 2-way, Cv 25 ¦Valve Actuator, Non fail-safe, AC/DC 24 V, On/Off, Floating point, terminals | 523.00
B231+ARX24-3-T N4 | Characterized Control Valve | Water | Characterized Control Valve (CCV), 1 1/4", 2-way, Cv 25 ¦Configurable Valve Actuator, Non fail-safe, AC/DC 24 V, On/Off, Floating point, NEMA 4X, terminals | 898.00
B231+ARX24-MFT | Characterized Control Valve | Water | Characterized Control Valve (CCV), 1 1/4", 2-way, Cv 25 ¦Configurable Valve Actuator, Non fail-safe, AC/DC 24 V, 2...10 V, MFT/programmable | 779.00
B231+ARX24-MFT95 | Characterized Control Valve | Water | Characterized Control Valve (CCV), 1 1/4", 2-way, Cv 25 ¦Configurable Valve Actuator, Non fail-safe, AC/DC 24 V, 0...135 Ω, MFT/programmable | 900.00
B231+ARX24-MFT-T N4 | Characterized Control Valve | Water | Characterized Control Valve (CCV), 1 1/4", 2-way, Cv 25 ¦Configurable Valve Actuator, Non fail-safe, AC/DC 24 V, 2...10 V, NEMA 4X, terminals | 1146.00
B231+ARX24-PC | Characterized Control Valve | Water | Characterized Control Valve (CCV), 1 1/4", 2-way, Cv 25 ¦Configurable Valve Actuator, Non fail-safe, AC/DC 24 V, 0...20 V PhC, modulating | 900.00
B231+ARX24-SR | Characterized Control Valve | Water | Characterized Control Valve (CCV), 1 1/4", 2-way, Cv 25 ¦Configurable Valve Actuator, Non fail-safe, AC/DC 24 V, 2...10 V, modulating | 716.00
B231+ARX24-SR-T | Characterized Control Valve | Water | Characterized Control Valve (CCV), 1 1/4", 2-way, Cv 25 ¦Configurable Valve Actuator, Non fail-safe, AC/DC 24 V, 2...10 V, terminals, modulating | 694.00
B231+ARX24-SR-T N4 | Characterized Control Valve | Water | Characterized Control Valve (CCV), 1 1/4", 2-way, Cv 25 ¦Configurable Valve Actuator, Non fail-safe, AC/DC 24 V, 2...10 V, NEMA 4X, terminals | 1075.00
B231+NRQX24-MFT | Characterized Control Valve | Water | Characterized Control Valve (CCV), 1 1/4", 2-way, Cv 25 ¦Configurable Valve Actuator, Non fail-safe, AC/DC 24 V, 2...10 V, MFT/programmable | 971.00
B232 | Characterized Control Valve | Water | Characterized Control Valve (CCV), 1 1/4", 2-way, Cv 37 | 192.00
B232+AFRB24 | Characterized Control Valve | Water | Characterized Control Valve (CCV), 1 1/4", 2-way, Cv 37 ¦Valve Actuator, Spring return, AC/DC 24 V, On/Off | 738.00
B232+AFRB24-S | Characterized Control Valve | Water | Characterized Control Valve (CCV), 1 1/4", 2-way, Cv 37 ¦Valve Actuator, Spring return, AC/DC 24 V, On/Off, 2 x SPDT | 850.00
B232+AFRB24-SR | Characterized Control Valve | Water | Characterized Control Valve (CCV), 1 1/4", 2-way, Cv 37 ¦Valve Actuator, Spring return, AC/DC 24 V, 2...10 V, modulating | 929.00
B232+AFRBUP | Characterized Control Valve | Water | Characterized Control Valve (CCV), 1 1/4", 2-way, Cv 37 ¦Valve Actuator, Spring return, AC 24...240 V / DC 24...125 V, On/Off | 817.00
B232+AFRBUP-S | Characterized Control Valve | Water | Characterized Control Valve (CCV), 1 1/4", 2-way, Cv 37 ¦Valve Actuator, Spring return, AC 24...240 V / DC 24...125 V, On/Off, 2 x SPDT | 928.00
B232+AFRX24 | Characterized Control Valve | Water | Characterized Control Valve (CCV), 1 1/4", 2-way, Cv 37 ¦Configurable Valve Actuator, Spring return, AC/DC 24 V, On/Off | 738.00
B232+AFRX24 N4 | Characterized Control Valve | Water | Characterized Control Valve (CCV), 1 1/4", 2-way, Cv 37 ¦Valve Actuator, Spring return, AC/DC 24 V, On/Off, NEMA 4X | 1425.00
B232+AFRX24-MFT | Characterized Control Valve | Water | Characterized Control Valve (CCV), 1 1/4", 2-way, Cv 37 ¦Configurable Valve Actuator, Spring return, AC/DC 24 V, 2...10 V, MFT/programmable | 1058.00
B232+AFRX24-MFT N4 | Characterized Control Valve | Water | Characterized Control Valve (CCV), 1 1/4", 2-way, Cv 37 ¦Valve Actuator, Spring return, AC/DC 24 V, MFT/programmable, NEMA 4X | 1860.00
B232+AFRX24-MFT95 | Characterized Control Valve | Water | Characterized Control Valve (CCV), 1 1/4", 2-way, Cv 37 ¦Configurable Valve Actuator, Spring return, AC/DC 24 V, 0...135 Ω, MFT/programmable | 1093.00
B232+AFRX24-MFT-S | Characterized Control Valve | Water | Characterized Control Valve (CCV), 1 1/4", 2-way, Cv 37 ¦Configurable Valve Actuator, Spring return, AC/DC 24 V, 2...10 V, 2 x SPDT, MFT/programmable | 1169.00
B232+AFRX24-S | Characterized Control Valve | Water | Characterized Control Valve (CCV), 1 1/4", 2-way, Cv 37 ¦Configurable Valve Actuator, Spring return, AC/DC 24 V, On/Off, 2 x SPDT | 850.00
B232+AFRXUP | Characterized Control Valve | Water | Characterized Control Valve (CCV), 1 1/4", 2-way, Cv 37 ¦Configurable Valve Actuator, Spring return, AC 24...240 V / DC 24...125 V, On/Off | 817.00
B232+AFRXUP N4 | Characterized Control Valve | Water | Characterized Control Valve (CCV), 1 1/4", 2-way, Cv 37 ¦Valve Actuator, Spring return, AC 24...240 V / DC 24...125 V, On/Off, NEMA 4X | 1619.00
B232+AFRXUP-S | Characterized Control Valve | Water | Characterized Control Valve (CCV), 1 1/4", 2-way, Cv 37 ¦Configurable Valve Actuator, Spring return, AC 24...240 V / DC 24...125 V, On/Off, 2 x SPDT | 928.00
B232+AFRXUP-S N4 | Characterized Control Valve | Water | Characterized Control Valve (CCV), 1 1/4", 2-way, Cv 37 ¦Valve Actuator, Spring return, AC 24...240 V / DC 24...125 V, On/Off, 2 x SPDT, NEMA 4X | 1730.00
B232+ARB24-3 | Characterized Control Valve | Water | Characterized Control Valve (CCV), 1 1/4", 2-way, Cv 37 ¦Valve Actuator, Non fail-safe, AC/DC 24 V, On/Off, Floating point | 551.00
B232+ARB24-3-S | Characterized Control Valve | Water | Characterized Control Valve (CCV), 1 1/4", 2-way, Cv 37 ¦Valve Actuator, Non fail-safe, AC/DC 24 V, On/Off, Floating point, 1 x SPDT | 679.00
B232+ARB24-SR | Characterized Control Valve | Water | Characterized Control Valve (CCV), 1 1/4", 2-way, Cv 37 ¦Valve Actuator, Non fail-safe, AC/DC 24 V, 2...10 V, modulating | 725.00
B232+ARB24-SR-T | Characterized Control Valve | Water | Characterized Control Valve (CCV), 1 1/4", 2-way, Cv 37 ¦Valve Actuator, Non fail-safe, AC/DC 24 V, 2...10 V, terminals, modulating | 701.00
B232+ARX120-3 | Characterized Control Valve | Water | Characterized Control Valve (CCV), 1 1/4", 2-way, Cv 37 ¦Configurable Valve Actuator, Non fail-safe, AC 100...240 V, On/Off, Floating point | 596.00
B232+ARX120-SR | Characterized Control Valve | Water | Characterized Control Valve (CCV), 1 1/4", 2-way, Cv 37 ¦Configurable Valve Actuator, Non fail-safe, AC 100...240 V, 2...10 V, modulating | 472.00
B232+ARX24-3 | Characterized Control Valve | Water | Characterized Control Valve (CCV), 1 1/4", 2-way, Cv 37 ¦Configurable Valve Actuator, Non fail-safe, AC/DC 24 V, On/Off, Floating point | 551.00
B232+ARX24-3-S | Characterized Control Valve | Water | Characterized Control Valve (CCV), 1 1/4", 2-way, Cv 37 ¦Configurable Valve Actuator, Non fail-safe, AC/DC 24 V, On/Off, Floating point, 1 x SPDT | 679.00
B232+ARX24-3-T | Characterized Control Valve | Water | Characterized Control Valve (CCV), 1 1/4", 2-way, Cv 37 ¦Valve Actuator, Non fail-safe, AC/DC 24 V, On/Off, Floating point, terminals | 532.00
B232+ARX24-3-T N4 | Characterized Control Valve | Water | Characterized Control Valve (CCV), 1 1/4", 2-way, Cv 37 ¦Configurable Valve Actuator, Non fail-safe, AC/DC 24 V, On/Off, Floating point, NEMA 4X, terminals | 900.00
B232+ARX24-MFT | Characterized Control Valve | Water | Characterized Control Valve (CCV), 1 1/4", 2-way, Cv 37 ¦Configurable Valve Actuator, Non fail-safe, AC/DC 24 V, 2...10 V, MFT/programmable | 791.00
B232+ARX24-MFT95 | Characterized Control Valve | Water | Characterized Control Valve (CCV), 1 1/4", 2-way, Cv 37 ¦Configurable Valve Actuator, Non fail-safe, AC/DC 24 V, 0...135 Ω, MFT/programmable | 916.00
B232+ARX24-MFT-T N4 | Characterized Control Valve | Water | Characterized Control Valve (CCV), 1 1/4", 2-way, Cv 37 ¦Configurable Valve Actuator, Non fail-safe, AC/DC 24 V, 2...10 V, NEMA 4X, terminals | 1150.00
B232+ARX24-PC | Characterized Control Valve | Water | Characterized Control Valve (CCV), 1 1/4", 2-way, Cv 37 ¦Configurable Valve Actuator, Non fail-safe, AC/DC 24 V, 0...20 V PhC, modulating | 916.00
B232+ARX24-SR | Characterized Control Valve | Water | Characterized Control Valve (CCV), 1 1/4", 2-way, Cv 37 ¦Configurable Valve Actuator, Non fail-safe, AC/DC 24 V, 2...10 V, modulating | 725.00
B232+ARX24-SR-T | Characterized Control Valve | Water | Characterized Control Valve (CCV), 1 1/4", 2-way, Cv 37 ¦Configurable Valve Actuator, Non fail-safe, AC/DC 24 V, 2...10 V, terminals, modulating | 701.00
B232+ARX24-SR-T N4 | Characterized Control Valve | Water | Characterized Control Valve (CCV), 1 1/4", 2-way, Cv 37 ¦Configurable Valve Actuator, Non fail-safe, AC/DC 24 V, 2...10 V, NEMA 4X, terminals | 1077.00
B232+NRQX24-MFT | Characterized Control Valve | Water | Characterized Control Valve (CCV), 1 1/4", 2-way, Cv 37 ¦Configurable Valve Actuator, Non fail-safe, AC/DC 24 V, 2...10 V, MFT/programmable | 994.00
B232VS+AFB24-X1 | Ball Valve - VS | Water | Ball Valve (VS), 1 1/4", 2-way, Cv 48 ¦Valve Actuator, Spring return, AC/DC 24 V, On/Off | 1661.00
B232VS+AFBUP-S-X1 | Ball Valve - VS | Water | Ball Valve (VS), 1 1/4", 2-way, Cv 48 ¦Valve Actuator, Spring return, AC 24...240 V / DC 24...125 V, On/Off, 2 x SPDT | 1866.00
B232VS+AFBUP-X1 | Ball Valve - VS | Water | Ball Valve (VS), 1 1/4", 2-way, Cv 48 ¦Valve Actuator, Spring return, AC 24...240 V / DC 24...125 V, On/Off | 1750.00
B232VS+AFX24-MFT95-X1 | Ball Valve - VS | Water | Ball Valve (VS), 1 1/4", 2-way, Cv 48 ¦Configurable Valve Actuator, Spring return, AC/DC 24 V, 0...135 Ω, MFT/programmable | 1946.00
B232VS+AFX24-MFT-S-X1 | Ball Valve - VS | Water | Ball Valve (VS), 1 1/4", 2-way, Cv 48 ¦Configurable Valve Actuator, Spring return, AC/DC 24 V, 2...10 V, 2 x SPDT, MFT/programmable | 2029.00
B232VS+AFX24-MFT-X1 | Ball Valve - VS | Water | Ball Valve (VS), 1 1/4", 2-way, Cv 48 ¦Configurable Valve Actuator, Spring return, AC/DC 24 V, 2...10 V, MFT/programmable | 1914.00
B232VS+AMB24-3-X1 | Ball Valve - VS | Water | Ball Valve (VS), 1 1/4", 2-way, Cv 48 ¦Valve Actuator, Non fail-safe, AC/DC 24 V, On/Off, Floating point | 1544.00
B232VS+AMX24-3-X1 | Ball Valve - VS | Water | Ball Valve (VS), 1 1/4", 2-way, Cv 48 ¦Configurable Valve Actuator, Non fail-safe, AC/DC 24 V, On/Off, Floating point | 1544.00
B232VS+AMX24-MFT95-X1 | Ball Valve - VS | Water | Ball Valve (VS), 1 1/4", 2-way, Cv 48 ¦Configurable Valve Actuator, Non fail-safe, AC/DC 24 V, 0...135 Ω, MFT/programmable | 1805.00
B232VS+AMX24-MFT-X1 | Ball Valve - VS | Water | Ball Valve (VS), 1 1/4", 2-way, Cv 48 ¦Configurable Valve Actuator, Non fail-safe, AC/DC 24 V, 2...10 V, MFT/programmable | 1912.00
B232VS+GRCX120-3 N4 | Ball Valve - VS | Water | Ball Valve (VS), 1 1/4", 2-way, Cv 48 ¦Valve Actuator, Non fail-safe, AC 100...240 V, On/Off, Floating point, NEMA 4X | 2241.00
B232VS+GRCX120-SR-T N4 | Ball Valve - VS | Water | Ball Valve (VS), 1 1/4", 2-way, Cv 48 ¦Valve Actuator, Non fail-safe, AC 100...240 V, modulating, NEMA 4X | 2354.00
B232VS+GRCX24-3-T N4 | Ball Valve - VS | Water | Ball Valve (VS), 1 1/4", 2-way, Cv 48 ¦Configurable Valve Actuator, Non fail-safe, AC/DC 24 V, On/Off, Floating point, NEMA 4X, terminals | 2105.00
B232VS+GRCX24-MFT-T N4 | Ball Valve - VS | Water | Ball Valve (VS), 1 1/4", 2-way, Cv 48 ¦Configurable Valve Actuator, Non fail-safe, AC/DC 24 V, 2...10 V, NEMA 4X, terminals | 2210.00
B232VS+GRX24-3-T N4 | Ball Valve - VS | Water | Ball Valve (VS), 1 1/4", 2-way, Cv 48 ¦Configurable Valve Actuator, Non fail-safe, AC/DC 24 V, On/Off, Floating point, NEMA 4X, terminals | 2105.00
B232VS+GRX24-MFT-T N4 | Ball Valve - VS | Water | Ball Valve (VS), 1 1/4", 2-way, Cv 48 ¦Configurable Valve Actuator, Non fail-safe, AC/DC 24 V, 2...10 V, NEMA 4X, terminals | 2210.00
B238 | Characterized Control Valve | Water | Characterized Control Valve (CCV), 1 1/2", 2-way, Cv 19 | 194.00
B238+AFRB24 | Characterized Control Valve | Water | Characterized Control Valve (CCV), 1 1/2", 2-way, Cv 19 ¦Valve Actuator, Spring return, AC/DC 24 V, On/Off | 743.00
B238+AFRB24-S | Characterized Control Valve | Water | Characterized Control Valve (CCV), 1 1/2", 2-way, Cv 19 ¦Valve Actuator, Spring return, AC/DC 24 V, On/Off, 2 x SPDT | 854.00
B238+AFRB24-SR | Characterized Control Valve | Water | Characterized Control Valve (CCV), 1 1/2", 2-way, Cv 19 ¦Valve Actuator, Spring return, AC/DC 24 V, 2...10 V, modulating | 933.00
B238+AFRBUP | Characterized Control Valve | Water | Characterized Control Valve (CCV), 1 1/2", 2-way, Cv 19 ¦Valve Actuator, Spring return, AC 24...240 V / DC 24...125 V, On/Off | 817.00
B238+AFRBUP-S | Characterized Control Valve | Water | Characterized Control Valve (CCV), 1 1/2", 2-way, Cv 19 ¦Valve Actuator, Spring return, AC 24...240 V / DC 24...125 V, On/Off, 2 x SPDT | 928.00
B238+AFRX24 | Characterized Control Valve | Water | Characterized Control Valve (CCV), 1 1/2", 2-way, Cv 19 ¦Configurable Valve Actuator, Spring return, AC/DC 24 V, On/Off | 743.00
B238+AFRX24 N4 | Characterized Control Valve | Water | Characterized Control Valve (CCV), 1 1/2", 2-way, Cv 19 ¦Valve Actuator, Spring return, AC/DC 24 V, On/Off, NEMA 4X | 1429.00
B238+AFRX24-MFT | Characterized Control Valve | Water | Characterized Control Valve (CCV), 1 1/2", 2-way, Cv 19 ¦Configurable Valve Actuator, Spring return, AC/DC 24 V, 2...10 V, MFT/programmable | 1064.00
B238+AFRX24-MFT N4 | Characterized Control Valve | Water | Characterized Control Valve (CCV), 1 1/2", 2-way, Cv 19 ¦Valve Actuator, Spring return, AC/DC 24 V, MFT/programmable, NEMA 4X | 1865.00
B238+AFRX24-MFT95 | Characterized Control Valve | Water | Characterized Control Valve (CCV), 1 1/2", 2-way, Cv 19 ¦Configurable Valve Actuator, Spring return, AC/DC 24 V, 0...135 Ω, MFT/programmable | 1095.00
B238+AFRX24-MFT-S | Characterized Control Valve | Water | Characterized Control Valve (CCV), 1 1/2", 2-way, Cv 19 ¦Configurable Valve Actuator, Spring return, AC/DC 24 V, 2...10 V, 2 x SPDT, MFT/programmable | 1174.00
B238+AFRX24-MFT-S N4 | Characterized Control Valve | Water | Characterized Control Valve (CCV), 1 1/2", 2-way, Cv 19 ¦Valve Actuator, Spring return, AC/DC 24 V, MFT/programmable, 2 x SPDT, NEMA 4X | 1976.00
B238+AFRX24-S | Characterized Control Valve | Water | Characterized Control Valve (CCV), 1 1/2", 2-way, Cv 19 ¦Configurable Valve Actuator, Spring return, AC/DC 24 V, On/Off, 2 x SPDT | 854.00
B238+AFRXUP | Characterized Control Valve | Water | Characterized Control Valve (CCV), 1 1/2", 2-way, Cv 19 ¦Configurable Valve Actuator, Spring return, AC 24...240 V / DC 24...125 V, On/Off | 817.00
B238+AFRXUP N4 | Characterized Control Valve | Water | Characterized Control Valve (CCV), 1 1/2", 2-way, Cv 19 ¦Valve Actuator, Spring return, AC 24...240 V / DC 24...125 V, On/Off, NEMA 4X | 1618.00
B238+AFRXUP-S | Characterized Control Valve | Water | Characterized Control Valve (CCV), 1 1/2", 2-way, Cv 19 ¦Configurable Valve Actuator, Spring return, AC 24...240 V / DC 24...125 V, On/Off, 2 x SPDT | 928.00
B238+AFRXUP-S N4 | Characterized Control Valve | Water | Characterized Control Valve (CCV), 1 1/2", 2-way, Cv 19 ¦Valve Actuator, Spring return, AC 24...240 V / DC 24...125 V, On/Off, 2 x SPDT, NEMA 4X | 1607.00
B238+ARB24-3 | Characterized Control Valve | Water | Characterized Control Valve (CCV), 1 1/2", 2-way, Cv 19 ¦Valve Actuator, Non fail-safe, AC/DC 24 V, On/Off, Floating point | 551.00
B238+ARB24-3-S | Characterized Control Valve | Water | Characterized Control Valve (CCV), 1 1/2", 2-way, Cv 19 ¦Valve Actuator, Non fail-safe, AC/DC 24 V, On/Off, Floating point, 1 x SPDT | 679.00
B238+ARB24-SR | Characterized Control Valve | Water | Characterized Control Valve (CCV), 1 1/2", 2-way, Cv 19 ¦Valve Actuator, Non fail-safe, AC/DC 24 V, 2...10 V, modulating | 725.00
B238+ARB24-SR-T | Characterized Control Valve | Water | Characterized Control Valve (CCV), 1 1/2", 2-way, Cv 19 ¦Valve Actuator, Non fail-safe, AC/DC 24 V, 2...10 V, terminals, modulating | 712.00
B238+ARQX24-MFT | Characterized Control Valve | Water | Characterized Control Valve (CCV), 1 1/2", 2-way, Cv 19 ¦Configurable Valve Actuator, Non fail-safe, AC/DC 24 V, 2...10 V, MFT/programmable | 1142.00
B238+ARX120-3 | Characterized Control Valve | Water | Characterized Control Valve (CCV), 1 1/2", 2-way, Cv 19 ¦Configurable Valve Actuator, Non fail-safe, AC 100...240 V, On/Off, Floating point | 596.00
B238+ARX120-SR | Characterized Control Valve | Water | Characterized Control Valve (CCV), 1 1/2", 2-way, Cv 19 ¦Configurable Valve Actuator, Non fail-safe, AC 100...240 V, 2...10 V, modulating | 770.00
B238+ARX24-3 | Characterized Control Valve | Water | Characterized Control Valve (CCV), 1 1/2", 2-way, Cv 19 ¦Configurable Valve Actuator, Non fail-safe, AC/DC 24 V, On/Off, Floating point | 551.00
B238+ARX24-3-S | Characterized Control Valve | Water | Characterized Control Valve (CCV), 1 1/2", 2-way, Cv 19 ¦Configurable Valve Actuator, Non fail-safe, AC/DC 24 V, On/Off, Floating point, 1 x SPDT | 679.00
B238+ARX24-3-T | Characterized Control Valve | Water | Characterized Control Valve (CCV), 1 1/2", 2-way, Cv 19 ¦Valve Actuator, Non fail-safe, AC/DC 24 V, On/Off, Floating point, terminals | 532.00
B238+ARX24-3-T N4 | Characterized Control Valve | Water | Characterized Control Valve (CCV), 1 1/2", 2-way, Cv 19 ¦Configurable Valve Actuator, Non fail-safe, AC/DC 24 V, On/Off, Floating point, NEMA 4X, terminals | 909.00
B238+ARX24-MFT | Characterized Control Valve | Water | Characterized Control Valve (CCV), 1 1/2", 2-way, Cv 19 ¦Configurable Valve Actuator, Non fail-safe, AC/DC 24 V, 2...10 V, MFT/programmable | 791.00
B238+ARX24-MFT95 | Characterized Control Valve | Water | Characterized Control Valve (CCV), 1 1/2", 2-way, Cv 19 ¦Configurable Valve Actuator, Non fail-safe, AC/DC 24 V, 0...135 Ω, MFT/programmable | 916.00
B238+ARX24-MFT-T | Characterized Control Valve | Water | Characterized Control Valve (CCV), 1 1/2", 2-way, Cv 19 ¦Valve Actuator, Non fail-safe, AC/DC 24 V, 2...10 V, terminals, MFT/programmable | 774.00
B238+ARX24-MFT-T N4 | Characterized Control Valve | Water | Characterized Control Valve (CCV), 1 1/2", 2-way, Cv 19 ¦Configurable Valve Actuator, Non fail-safe, AC/DC 24 V, 2...10 V, NEMA 4X, terminals | 1159.00
B238+ARX24-PC | Characterized Control Valve | Water | Characterized Control Valve (CCV), 1 1/2", 2-way, Cv 19 ¦Configurable Valve Actuator, Non fail-safe, AC/DC 24 V, 0...20 V PhC, modulating | 916.00
B238+ARX24-SR | Characterized Control Valve | Water | Characterized Control Valve (CCV), 1 1/2", 2-way, Cv 19 ¦Configurable Valve Actuator, Non fail-safe, AC/DC 24 V, 2...10 V, modulating | 725.00
B238+ARX24-SR-T | Characterized Control Valve | Water | Characterized Control Valve (CCV), 1 1/2", 2-way, Cv 19 ¦Configurable Valve Actuator, Non fail-safe, AC/DC 24 V, 2...10 V, terminals, modulating | 712.00
B238+ARX24-SR-T N4 | Characterized Control Valve | Water | Characterized Control Valve (CCV), 1 1/2", 2-way, Cv 19 ¦Configurable Valve Actuator, Non fail-safe, AC/DC 24 V, 2...10 V, NEMA 4X, terminals | 1087.00
B238+NRQX24-MFT | Characterized Control Valve | Water | Characterized Control Valve (CCV), 1 1/2", 2-way, Cv 19 ¦Configurable Valve Actuator, Non fail-safe, AC/DC 24 V, 2...10 V, MFT/programmable | 994.00
B239 | Characterized Control Valve | Water | Characterized Control Valve (CCV), 1 1/2", 2-way, Cv 29 | 197.00
B239+AFRB24 | Characterized Control Valve | Water | Characterized Control Valve (CCV), 1 1/2", 2-way, Cv 29 ¦Valve Actuator, Spring return, AC/DC 24 V, On/Off | 745.00
B239+AFRB24-S | Characterized Control Valve | Water | Characterized Control Valve (CCV), 1 1/2", 2-way, Cv 29 ¦Valve Actuator, Spring return, AC/DC 24 V, On/Off, 2 x SPDT | 856.00
B239+AFRB24-SR | Characterized Control Valve | Water | Characterized Control Valve (CCV), 1 1/2", 2-way, Cv 29 ¦Valve Actuator, Spring return, AC/DC 24 V, 2...10 V, modulating | 935.00
B239+AFRBUP | Characterized Control Valve | Water | Characterized Control Valve (CCV), 1 1/2", 2-way, Cv 29 ¦Valve Actuator, Spring return, AC 24...240 V / DC 24...125 V, On/Off | 821.00
B239+AFRBUP-S | Characterized Control Valve | Water | Characterized Control Valve (CCV), 1 1/2", 2-way, Cv 29 ¦Valve Actuator, Spring return, AC 24...240 V / DC 24...125 V, On/Off, 2 x SPDT | 932.00
B239+AFRX24 | Characterized Control Valve | Water | Characterized Control Valve (CCV), 1 1/2", 2-way, Cv 29 ¦Configurable Valve Actuator, Spring return, AC/DC 24 V, On/Off | 745.00
B239+AFRX24 N4 | Characterized Control Valve | Water | Characterized Control Valve (CCV), 1 1/2", 2-way, Cv 29 ¦Valve Actuator, Spring return, AC/DC 24 V, On/Off, NEMA 4X | 1431.00
B239+AFRX24-MFT | Characterized Control Valve | Water | Characterized Control Valve (CCV), 1 1/2", 2-way, Cv 29 ¦Configurable Valve Actuator, Spring return, AC/DC 24 V, 2...10 V, MFT/programmable | 1066.00
B239+AFRX24-MFT N4 | Characterized Control Valve | Water | Characterized Control Valve (CCV), 1 1/2", 2-way, Cv 29 ¦Valve Actuator, Spring return, AC/DC 24 V, MFT/programmable, NEMA 4X | 1867.00
B239+AFRX24-MFT95 | Characterized Control Valve | Water | Characterized Control Valve (CCV), 1 1/2", 2-way, Cv 29 ¦Configurable Valve Actuator, Spring return, AC/DC 24 V, 0...135 Ω, MFT/programmable | 1097.00
B239+AFRX24-MFT-S | Characterized Control Valve | Water | Characterized Control Valve (CCV), 1 1/2", 2-way, Cv 29 ¦Configurable Valve Actuator, Spring return, AC/DC 24 V, 2...10 V, 2 x SPDT, MFT/programmable | 1176.00
B239+AFRX24-S | Characterized Control Valve | Water | Characterized Control Valve (CCV), 1 1/2", 2-way, Cv 29 ¦Configurable Valve Actuator, Spring return, AC/DC 24 V, On/Off, 2 x SPDT | 856.00
B239+AFRXUP | Characterized Control Valve | Water | Characterized Control Valve (CCV), 1 1/2", 2-way, Cv 29 ¦Configurable Valve Actuator, Spring return, AC 24...240 V / DC 24...125 V, On/Off | 821.00
B239+AFRXUP N4 | Characterized Control Valve | Water | Characterized Control Valve (CCV), 1 1/2", 2-way, Cv 29 ¦Valve Actuator, Spring return, AC 24...240 V / DC 24...125 V, On/Off, NEMA 4X | 1618.00
B239+AFRXUP-S | Characterized Control Valve | Water | Characterized Control Valve (CCV), 1 1/2", 2-way, Cv 29 ¦Configurable Valve Actuator, Spring return, AC 24...240 V / DC 24...125 V, On/Off, 2 x SPDT | 932.00
B239+ARB24-3 | Characterized Control Valve | Water | Characterized Control Valve (CCV), 1 1/2", 2-way, Cv 29 ¦Valve Actuator, Non fail-safe, AC/DC 24 V, On/Off, Floating point | 551.00
B239+ARB24-3-S | Characterized Control Valve | Water | Characterized Control Valve (CCV), 1 1/2", 2-way, Cv 29 ¦Valve Actuator, Non fail-safe, AC/DC 24 V, On/Off, Floating point, 1 x SPDT | 679.00
B239+ARB24-SR | Characterized Control Valve | Water | Characterized Control Valve (CCV), 1 1/2", 2-way, Cv 29 ¦Valve Actuator, Non fail-safe, AC/DC 24 V, 2...10 V, modulating | 725.00
B239+ARB24-SR-T | Characterized Control Valve | Water | Characterized Control Valve (CCV), 1 1/2", 2-way, Cv 29 ¦Valve Actuator, Non fail-safe, AC/DC 24 V, 2...10 V, terminals, modulating | 717.00
B239+ARQX24-MFT | Characterized Control Valve | Water | Characterized Control Valve (CCV), 1 1/2", 2-way, Cv 29 ¦Configurable Valve Actuator, Non fail-safe, AC/DC 24 V, 2...10 V, MFT/programmable | 1142.00
B239+ARX120-3 | Characterized Control Valve | Water | Characterized Control Valve (CCV), 1 1/2", 2-way, Cv 29 ¦Configurable Valve Actuator, Non fail-safe, AC 100...240 V, On/Off, Floating point | 596.00
B239+ARX120-SR | Characterized Control Valve | Water | Characterized Control Valve (CCV), 1 1/2", 2-way, Cv 29 ¦Configurable Valve Actuator, Non fail-safe, AC 100...240 V, 2...10 V, modulating | 774.00
B239+ARX24-3 | Characterized Control Valve | Water | Characterized Control Valve (CCV), 1 1/2", 2-way, Cv 29 ¦Configurable Valve Actuator, Non fail-safe, AC/DC 24 V, On/Off, Floating point | 551.00
B239+ARX24-3-S | Characterized Control Valve | Water | Characterized Control Valve (CCV), 1 1/2", 2-way, Cv 29 ¦Configurable Valve Actuator, Non fail-safe, AC/DC 24 V, On/Off, Floating point, 1 x SPDT | 679.00
B239+ARX24-3-T | Characterized Control Valve | Water | Characterized Control Valve (CCV), 1 1/2", 2-way, Cv 29 ¦Valve Actuator, Non fail-safe, AC/DC 24 V, On/Off, Floating point, terminals | 532.00
B239+ARX24-3-T N4 | Characterized Control Valve | Water | Characterized Control Valve (CCV), 1 1/2", 2-way, Cv 29 ¦Configurable Valve Actuator, Non fail-safe, AC/DC 24 V, On/Off, Floating point, NEMA 4X, terminals | 909.00
B239+ARX24-MFT | Characterized Control Valve | Water | Characterized Control Valve (CCV), 1 1/2", 2-way, Cv 29 ¦Configurable Valve Actuator, Non fail-safe, AC/DC 24 V, 2...10 V, MFT/programmable | 791.00
B239+ARX24-MFT95 | Characterized Control Valve | Water | Characterized Control Valve (CCV), 1 1/2", 2-way, Cv 29 ¦Configurable Valve Actuator, Non fail-safe, AC/DC 24 V, 0...135 Ω, MFT/programmable | 921.00
B239+ARX24-MFT-T N4 | Characterized Control Valve | Water | Characterized Control Valve (CCV), 1 1/2", 2-way, Cv 29 ¦Configurable Valve Actuator, Non fail-safe, AC/DC 24 V, 2...10 V, NEMA 4X, terminals | 1159.00
B239+ARX24-PC | Characterized Control Valve | Water | Characterized Control Valve (CCV), 1 1/2", 2-way, Cv 29 ¦Configurable Valve Actuator, Non fail-safe, AC/DC 24 V, 0...20 V PhC, modulating | 921.00
B239+ARX24-SR | Characterized Control Valve | Water | Characterized Control Valve (CCV), 1 1/2", 2-way, Cv 29 ¦Configurable Valve Actuator, Non fail-safe, AC/DC 24 V, 2...10 V, modulating | 725.00
B239+ARX24-SR-T | Characterized Control Valve | Water | Characterized Control Valve (CCV), 1 1/2", 2-way, Cv 29 ¦Configurable Valve Actuator, Non fail-safe, AC/DC 24 V, 2...10 V, terminals, modulating | 717.00
B239+ARX24-SR-T N4 | Characterized Control Valve | Water | Characterized Control Valve (CCV), 1 1/2", 2-way, Cv 29 ¦Configurable Valve Actuator, Non fail-safe, AC/DC 24 V, 2...10 V, NEMA 4X, terminals | 1087.00
B239+NRQX24-MFT | Characterized Control Valve | Water | Characterized Control Valve (CCV), 1 1/2", 2-way, Cv 29 ¦Configurable Valve Actuator, Non fail-safe, AC/DC 24 V, 2...10 V, MFT/programmable | 998.00
B239VS+2*AFB24-X1 | Ball Valve - VS | Water | Ball Valve (VS), 1 1/2", 2-way, Cv 84 ¦Valve Actuator, Spring return, AC/DC 24 V, On/Off | 2486.00
B239VS+2*AFBUP-S-X1 | Ball Valve - VS | Water | Ball Valve (VS), 1 1/2", 2-way, Cv 84 ¦Valve Actuator, Spring return, AC 24...240 V / DC 24...125 V, On/Off, 2 x SPDT | 2772.00
B239VS+2*AFBUP-X1 | Ball Valve - VS | Water | Ball Valve (VS), 1 1/2", 2-way, Cv 84 ¦Valve Actuator, Spring return, AC 24...240 V / DC 24...125 V, On/Off | 2658.00
B239VS+2*AFX24-MFT95-X1 | Ball Valve - VS | Water | Ball Valve (VS), 1 1/2", 2-way, Cv 84 ¦Valve Actuator, Spring return, AC/DC 24 V, 0...135 Ω, MFT/programmable | 2970.00
B239VS+2*AFX24-MFT-S-X1 | Ball Valve - VS | Water | Ball Valve (VS), 1 1/2", 2-way, Cv 84 ¦Valve Actuator, Spring return, AC/DC 24 V, 2...10 V, 2 x SPDT, MFT/programmable | 3028.00
B239VS+2*AFX24-MFT-X1 | Ball Valve - VS | Water | Ball Valve (VS), 1 1/2", 2-way, Cv 84 ¦Valve Actuator, Spring return, AC/DC 24 V, 2...10 V, MFT/programmable | 2913.00
B239VS+GKB24-3-X1 | Ball Valve - VS | Water | Ball Valve (VS), 1 1/2", 2-way, Cv 84 ¦Valve Actuator, Electronic fail-safe, AC 24 V, On/Off, Floating point | 2395.00
B239VS+GKX24-MFT-X1 | Ball Valve - VS | Water | Ball Valve (VS), 1 1/2", 2-way, Cv 84 ¦Configurable Valve Actuator, Electronic fail-safe, AC/DC 24 V, 2...10 V, MFT/programmable | 3010.00
B239VS+GMB24-3-X1 | Ball Valve - VS | Water | Ball Valve (VS), 1 1/2", 2-way, Cv 84 ¦Valve Actuator, Non fail-safe, AC/DC 24 V, On/Off, Floating point | 1854.00
B239VS+GMX24-MFT-X1 | Ball Valve - VS | Water | Ball Valve (VS), 1 1/2", 2-way, Cv 84 ¦Configurable Valve Actuator, Non fail-safe, AC/DC 24 V, 2...10 V, MFT/programmable | 1931.00
B239VS+GRCX120-3 N4 | Ball Valve - VS | Water | Ball Valve (VS), 1 1/2", 2-way, Cv 84 ¦Valve Actuator, Non fail-safe, AC 100...240 V, On/Off, Floating point, NEMA 4X | 2321.00
B239VS+GRCX120-SR-T N4 | Ball Valve - VS | Water | Ball Valve (VS), 1 1/2", 2-way, Cv 84 ¦Valve Actuator, Non fail-safe, AC 100...240 V, modulating, NEMA 4X | 2437.00
B239VS+GRCX24-3-T N4 | Ball Valve - VS | Water | Ball Valve (VS), 1 1/2", 2-way, Cv 84 ¦Configurable Valve Actuator, Non fail-safe, AC/DC 24 V, On/Off, Floating point, NEMA 4X, terminals | 2179.00
B239VS+GRCX24-MFT-T N4 | Ball Valve - VS | Water | Ball Valve (VS), 1 1/2", 2-way, Cv 84 ¦Configurable Valve Actuator, Non fail-safe, AC/DC 24 V, 2...10 V, NEMA 4X, terminals | 2289.00
B239VS+GRX24-3-T N4 | Ball Valve - VS | Water | Ball Valve (VS), 1 1/2", 2-way, Cv 84 ¦Configurable Valve Actuator, Non fail-safe, AC/DC 24 V, On/Off, Floating point, NEMA 4X, terminals | 2179.00
B239VS+GRX24-MFT-T N4 | Ball Valve - VS | Water | Ball Valve (VS), 1 1/2", 2-way, Cv 84 ¦Configurable Valve Actuator, Non fail-safe, AC/DC 24 V, 2...10 V, NEMA 4X, terminals | 2289.00
B239VS+PKRXUP-MFT-T | Ball Valve - VS | Water | Ball Valve (VS), 1 1/2", 2-way, Cv 84 ¦Configurable Valve Actuator, Electronic fail-safe, AC 24...240 V / DC 24...125 V, 2...10 V, 2 x SPDT, terminals, BACnet MS/TP Modbus RTU MP-Bus, MFT/programmable | 5851.00
B239VS+PRBUP-3-T | Ball Valve - VS | Water | Ball Valve (VS), 1 1/2", 2-way, Cv 84 ¦Valve Actuator, Non fail-safe, AC 24...240 V / DC 24...125 V, On/Off, Floating point, 2 x SPDT, terminals | 3606.00
B239VS+PRXUP-MFT-T | Ball Valve - VS | Water | Ball Valve (VS), 1 1/2", 2-way, Cv 84 ¦Configurable Valve Actuator, Non fail-safe, AC 24...240 V / DC 24...125 V, 2...10 V, 2 x SPDT, terminals, BACnet MS/TP Modbus RTU MP-Bus, MFT/programmable | 5175.00
B240 | Characterized Control Valve | Water | Characterized Control Valve (CCV), 1 1/2", 2-way, Cv 37 | 200.00
B240+AFRB24 | Characterized Control Valve | Water | Characterized Control Valve (CCV), 1 1/2", 2-way, Cv 37 ¦Valve Actuator, Spring return, AC/DC 24 V, On/Off | 747.00
B240+AFRB24-S | Characterized Control Valve | Water | Characterized Control Valve (CCV), 1 1/2", 2-way, Cv 37 ¦Valve Actuator, Spring return, AC/DC 24 V, On/Off, 2 x SPDT | 858.00
B240+AFRB24-SR | Characterized Control Valve | Water | Characterized Control Valve (CCV), 1 1/2", 2-way, Cv 37 ¦Valve Actuator, Spring return, AC/DC 24 V, 2...10 V, modulating | 937.00
B240+AFRBUP | Characterized Control Valve | Water | Characterized Control Valve (CCV), 1 1/2", 2-way, Cv 37 ¦Valve Actuator, Spring return, AC 24...240 V / DC 24...125 V, On/Off | 824.00
B240+AFRBUP-S | Characterized Control Valve | Water | Characterized Control Valve (CCV), 1 1/2", 2-way, Cv 37 ¦Valve Actuator, Spring return, AC 24...240 V / DC 24...125 V, On/Off, 2 x SPDT | 934.00
B240+AFRX24 | Characterized Control Valve | Water | Characterized Control Valve (CCV), 1 1/2", 2-way, Cv 37 ¦Configurable Valve Actuator, Spring return, AC/DC 24 V, On/Off | 747.00
B240+AFRX24 N4 | Characterized Control Valve | Water | Characterized Control Valve (CCV), 1 1/2", 2-way, Cv 37 ¦Valve Actuator, Spring return, AC/DC 24 V, On/Off, NEMA 4X | 1434.00
B240+AFRX24-MFT | Characterized Control Valve | Water | Characterized Control Valve (CCV), 1 1/2", 2-way, Cv 37 ¦Configurable Valve Actuator, Spring return, AC/DC 24 V, 2...10 V, MFT/programmable | 1068.00
B240+AFRX24-MFT N4 | Characterized Control Valve | Water | Characterized Control Valve (CCV), 1 1/2", 2-way, Cv 37 ¦Valve Actuator, Spring return, AC/DC 24 V, MFT/programmable, NEMA 4X | 1871.00
B240+AFRX24-MFT95 | Characterized Control Valve | Water | Characterized Control Valve (CCV), 1 1/2", 2-way, Cv 37 ¦Configurable Valve Actuator, Spring return, AC/DC 24 V, 0...135 Ω, MFT/programmable | 1103.00
B240+AFRX24-MFT-S | Characterized Control Valve | Water | Characterized Control Valve (CCV), 1 1/2", 2-way, Cv 37 ¦Configurable Valve Actuator, Spring return, AC/DC 24 V, 2...10 V, 2 x SPDT, MFT/programmable | 1178.00
B240+AFRX24-MFT-S N4 | Characterized Control Valve | Water | Characterized Control Valve (CCV), 1 1/2", 2-way, Cv 37 ¦Valve Actuator, Spring return, AC/DC 24 V, MFT/programmable, 2 x SPDT, NEMA 4X | 1982.00
B240+AFRX24-S | Characterized Control Valve | Water | Characterized Control Valve (CCV), 1 1/2", 2-way, Cv 37 ¦Configurable Valve Actuator, Spring return, AC/DC 24 V, On/Off, 2 x SPDT | 858.00
B240+AFRX24-S N4 | Characterized Control Valve | Water | Characterized Control Valve (CCV), 1 1/2", 2-way, Cv 37 ¦Valve Actuator, Spring return, AC/DC 24 V, On/Off, 2 x SPDT, NEMA 4X | 1544.00
B240+AFRXUP | Characterized Control Valve | Water | Characterized Control Valve (CCV), 1 1/2", 2-way, Cv 37 ¦Configurable Valve Actuator, Spring return, AC 24...240 V / DC 24...125 V, On/Off | 824.00
B240+AFRXUP N4 | Characterized Control Valve | Water | Characterized Control Valve (CCV), 1 1/2", 2-way, Cv 37 ¦Valve Actuator, Spring return, AC 24...240 V / DC 24...125 V, On/Off, NEMA 4X | 1626.00
B240+AFRXUP-S | Characterized Control Valve | Water | Characterized Control Valve (CCV), 1 1/2", 2-way, Cv 37 ¦Configurable Valve Actuator, Spring return, AC 24...240 V / DC 24...125 V, On/Off, 2 x SPDT | 934.00
B240+ARB24-3 | Characterized Control Valve | Water | Characterized Control Valve (CCV), 1 1/2", 2-way, Cv 37 ¦Valve Actuator, Non fail-safe, AC/DC 24 V, On/Off, Floating point | 553.00
B240+ARB24-3-S | Characterized Control Valve | Water | Characterized Control Valve (CCV), 1 1/2", 2-way, Cv 37 ¦Valve Actuator, Non fail-safe, AC/DC 24 V, On/Off, Floating point, 1 x SPDT | 681.00
B240+ARB24-SR | Characterized Control Valve | Water | Characterized Control Valve (CCV), 1 1/2", 2-way, Cv 37 ¦Valve Actuator, Non fail-safe, AC/DC 24 V, 2...10 V, modulating | 727.00
B240+ARB24-SR-T | Characterized Control Valve | Water | Characterized Control Valve (CCV), 1 1/2", 2-way, Cv 37 ¦Valve Actuator, Non fail-safe, AC/DC 24 V, 2...10 V, terminals, modulating | 719.00
B240+ARX120-3 | Characterized Control Valve | Water | Characterized Control Valve (CCV), 1 1/2", 2-way, Cv 37 ¦Configurable Valve Actuator, Non fail-safe, AC 100...240 V, On/Off, Floating point | 598.00
B240+ARX120-SR | Characterized Control Valve | Water | Characterized Control Valve (CCV), 1 1/2", 2-way, Cv 37 ¦Configurable Valve Actuator, Non fail-safe, AC 100...240 V, 2...10 V, modulating | 776.00
B240+ARX24-3 | Characterized Control Valve | Water | Characterized Control Valve (CCV), 1 1/2", 2-way, Cv 37 ¦Configurable Valve Actuator, Non fail-safe, AC/DC 24 V, On/Off, Floating point | 553.00
B240+ARX24-3-S | Characterized Control Valve | Water | Characterized Control Valve (CCV), 1 1/2", 2-way, Cv 37 ¦Configurable Valve Actuator, Non fail-safe, AC/DC 24 V, On/Off, Floating point, 1 x SPDT | 681.00
B240+ARX24-3-T | Characterized Control Valve | Water | Characterized Control Valve (CCV), 1 1/2", 2-way, Cv 37 ¦Valve Actuator, Non fail-safe, AC/DC 24 V, On/Off, Floating point, terminals | 534.00
B240+ARX24-3-T N4 | Characterized Control Valve | Water | Characterized Control Valve (CCV), 1 1/2", 2-way, Cv 37 ¦Configurable Valve Actuator, Non fail-safe, AC/DC 24 V, On/Off, Floating point, NEMA 4X, terminals | 916.00
B240+ARX24-MFT | Characterized Control Valve | Water | Characterized Control Valve (CCV), 1 1/2", 2-way, Cv 37 ¦Configurable Valve Actuator, Non fail-safe, AC/DC 24 V, 2...10 V, MFT/programmable | 793.00
B240+ARX24-MFT95 | Characterized Control Valve | Water | Characterized Control Valve (CCV), 1 1/2", 2-way, Cv 37 ¦Configurable Valve Actuator, Non fail-safe, AC/DC 24 V, 0...135 Ω, MFT/programmable | 923.00
B240+ARX24-MFT-T N4 | Characterized Control Valve | Water | Characterized Control Valve (CCV), 1 1/2", 2-way, Cv 37 ¦Configurable Valve Actuator, Non fail-safe, AC/DC 24 V, 2...10 V, NEMA 4X, terminals | 1164.00
B240+ARX24-PC | Characterized Control Valve | Water | Characterized Control Valve (CCV), 1 1/2", 2-way, Cv 37 ¦Configurable Valve Actuator, Non fail-safe, AC/DC 24 V, 0...20 V PhC, modulating | 923.00
B240+ARX24-SR | Characterized Control Valve | Water | Characterized Control Valve (CCV), 1 1/2", 2-way, Cv 37 ¦Configurable Valve Actuator, Non fail-safe, AC/DC 24 V, 2...10 V, modulating | 727.00
B240+ARX24-SR-T | Characterized Control Valve | Water | Characterized Control Valve (CCV), 1 1/2", 2-way, Cv 37 ¦Configurable Valve Actuator, Non fail-safe, AC/DC 24 V, 2...10 V, terminals, modulating | 719.00
B240+ARX24-SR-T N4 | Characterized Control Valve | Water | Characterized Control Valve (CCV), 1 1/2", 2-way, Cv 37 ¦Configurable Valve Actuator, Non fail-safe, AC/DC 24 V, 2...10 V, NEMA 4X, terminals | 1092.00
B240+NRQX24-MFT | Characterized Control Valve | Water | Characterized Control Valve (CCV), 1 1/2", 2-way, Cv 37 ¦Configurable Valve Actuator, Non fail-safe, AC/DC 24 V, 2...10 V, MFT/programmable | 1000.00
B240VS+2*AFX24-MFT-S-X1 | Ball Valve - VS | Water | Ball Valve (VS), 1 1/2", 2-way, Cv 177 ¦Valve Actuator, Spring return, AC/DC 24 V, 2...10 V, 2 x SPDT, MFT/programmable | 3047.00
B240VS+2*AFX24-MFT-X1 | Ball Valve - VS | Water | Ball Valve (VS), 1 1/2", 2-way, Cv 177 ¦Valve Actuator, Spring return, AC/DC 24 V, 2...10 V, MFT/programmable | 2934.00
B240VS+GKB24-3-X1 | Ball Valve - VS | Water | Ball Valve (VS), 1 1/2", 2-way, Cv 177 ¦Valve Actuator, Electronic fail-safe, AC 24 V, On/Off, Floating point | 2452.00
B240VS+GKX24-MFT-X1 | Ball Valve - VS | Water | Ball Valve (VS), 1 1/2", 2-way, Cv 177 ¦Configurable Valve Actuator, Electronic fail-safe, AC/DC 24 V, 2...10 V, MFT/programmable | 3194.00
B240VS+GMB24-3-X1 | Ball Valve - VS | Water | Ball Valve (VS), 1 1/2", 2-way, Cv 177 ¦Valve Actuator, Non fail-safe, AC/DC 24 V, On/Off, Floating point | 1912.00
B240VS+GMX24-MFT-X1 | Ball Valve - VS | Water | Ball Valve (VS), 1 1/2", 2-way, Cv 177 ¦Configurable Valve Actuator, Non fail-safe, AC/DC 24 V, 2...10 V, MFT/programmable | 2115.00
B240VS+PKRXUP-MFT-T | Ball Valve - VS | Water | Ball Valve (VS), 1 1/2", 2-way, Cv 177 ¦Configurable Valve Actuator, Electronic fail-safe, AC 24...240 V / DC 24...125 V, 2...10 V, 2 x SPDT, terminals, BACnet MS/TP Modbus RTU MP-Bus, MFT/programmable | 5920.00
B240VS+PRBUP-3-T | Ball Valve - VS | Water | Ball Valve (VS), 1 1/2", 2-way, Cv 177 ¦Valve Actuator, Non fail-safe, AC 24...240 V / DC 24...125 V, On/Off, Floating point, 2 x SPDT, terminals | 3675.00
B240VS+PRXUP-MFT-T | Ball Valve - VS | Water | Ball Valve (VS), 1 1/2", 2-way, Cv 177 ¦Configurable Valve Actuator, Non fail-safe, AC 24...240 V / DC 24...125 V, 2...10 V, 2 x SPDT, terminals, BACnet MS/TP Modbus RTU MP-Bus, MFT/programmable | 5244.00
B248 | Characterized Control Valve | Water | Characterized Control Valve (CCV), 2", 2-way, Cv 29 | 312.00
B248+AFRB24 | Characterized Control Valve | Water | Characterized Control Valve (CCV), 2", 2-way, Cv 29 ¦Valve Actuator, Spring return, AC/DC 24 V, On/Off | 1037.00
B248+AFRB24-S | Characterized Control Valve | Water | Characterized Control Valve (CCV), 2", 2-way, Cv 29 ¦Valve Actuator, Spring return, AC/DC 24 V, On/Off, 2 x SPDT | 1148.00
B248+AFRB24-SR | Characterized Control Valve | Water | Characterized Control Valve (CCV), 2", 2-way, Cv 29 ¦Valve Actuator, Spring return, AC/DC 24 V, 2...10 V, modulating | 1228.00
B248+AFRBUP | Characterized Control Valve | Water | Characterized Control Valve (CCV), 2", 2-way, Cv 29 ¦Valve Actuator, Spring return, AC 24...240 V / DC 24...125 V, On/Off | 1116.00
B248+AFRBUP-S | Characterized Control Valve | Water | Characterized Control Valve (CCV), 2", 2-way, Cv 29 ¦Valve Actuator, Spring return, AC 24...240 V / DC 24...125 V, On/Off, 2 x SPDT | 1226.00
B248+AFRX24 | Characterized Control Valve | Water | Characterized Control Valve (CCV), 2", 2-way, Cv 29 ¦Configurable Valve Actuator, Spring return, AC/DC 24 V, On/Off | 1037.00
B248+AFRX24 N4 | Characterized Control Valve | Water | Characterized Control Valve (CCV), 2", 2-way, Cv 29 ¦Valve Actuator, Spring return, AC/DC 24 V, On/Off, NEMA 4X | 1723.00
B248+AFRX24-MFT | Characterized Control Valve | Water | Characterized Control Valve (CCV), 2", 2-way, Cv 29 ¦Configurable Valve Actuator, Spring return, AC/DC 24 V, 2...10 V, MFT/programmable | 1291.00
B248+AFRX24-MFT N4 | Characterized Control Valve | Water | Characterized Control Valve (CCV), 2", 2-way, Cv 29 ¦Valve Actuator, Spring return, AC/DC 24 V, MFT/programmable, NEMA 4X | 1930.00
B248+AFRX24-MFT95 | Characterized Control Valve | Water | Characterized Control Valve (CCV), 2", 2-way, Cv 29 ¦Configurable Valve Actuator, Spring return, AC/DC 24 V, 0...135 Ω, MFT/programmable | 1323.00
B248+AFRX24-MFT-S | Characterized Control Valve | Water | Characterized Control Valve (CCV), 2", 2-way, Cv 29 ¦Configurable Valve Actuator, Spring return, AC/DC 24 V, 2...10 V, 2 x SPDT, MFT/programmable | 1402.00
B248+AFRX24-S | Characterized Control Valve | Water | Characterized Control Valve (CCV), 2", 2-way, Cv 29 ¦Configurable Valve Actuator, Spring return, AC/DC 24 V, On/Off, 2 x SPDT | 1148.00
B248+AFRX24-S N4 | Characterized Control Valve | Water | Characterized Control Valve (CCV), 2", 2-way, Cv 29 ¦Valve Actuator, Spring return, AC/DC 24 V, On/Off, 2 x SPDT, NEMA 4X | 1788.00
B248+AFRXUP | Characterized Control Valve | Water | Characterized Control Valve (CCV), 2", 2-way, Cv 29 ¦Configurable Valve Actuator, Spring return, AC 24...240 V / DC 24...125 V, On/Off | 1116.00
B248+AFRXUP N4 | Characterized Control Valve | Water | Characterized Control Valve (CCV), 2", 2-way, Cv 29 ¦Valve Actuator, Spring return, AC 24...240 V / DC 24...125 V, On/Off, NEMA 4X | 1801.00
B248+AFRXUP-S | Characterized Control Valve | Water | Characterized Control Valve (CCV), 2", 2-way, Cv 29 ¦Configurable Valve Actuator, Spring return, AC 24...240 V / DC 24...125 V, On/Off, 2 x SPDT | 1226.00
B248+ARB24-3 | Characterized Control Valve | Water | Characterized Control Valve (CCV), 2", 2-way, Cv 29 ¦Valve Actuator, Non fail-safe, AC/DC 24 V, On/Off, Floating point | 712.00
B248+ARB24-3-S | Characterized Control Valve | Water | Characterized Control Valve (CCV), 2", 2-way, Cv 29 ¦Valve Actuator, Non fail-safe, AC/DC 24 V, On/Off, Floating point, 1 x SPDT | 841.00
B248+ARB24-SR | Characterized Control Valve | Water | Characterized Control Valve (CCV), 2", 2-way, Cv 29 ¦Valve Actuator, Non fail-safe, AC/DC 24 V, 2...10 V, modulating | 888.00
B248+ARB24-SR-T | Characterized Control Valve | Water | Characterized Control Valve (CCV), 2", 2-way, Cv 29 ¦Valve Actuator, Non fail-safe, AC/DC 24 V, 2...10 V, terminals, modulating | 866.00
B248+ARQX24-MFT | Characterized Control Valve | Water | Characterized Control Valve (CCV), 2", 2-way, Cv 29 ¦Configurable Valve Actuator, Non fail-safe, AC/DC 24 V, 2...10 V, MFT/programmable | 1142.00
B248+ARX120-3 | Characterized Control Valve | Water | Characterized Control Valve (CCV), 2", 2-way, Cv 29 ¦Configurable Valve Actuator, Non fail-safe, AC 100...240 V, On/Off, Floating point | 753.00
B248+ARX120-SR | Characterized Control Valve | Water | Characterized Control Valve (CCV), 2", 2-way, Cv 29 ¦Configurable Valve Actuator, Non fail-safe, AC 100...240 V, 2...10 V, modulating | 923.00
B248+ARX24-3 | Characterized Control Valve | Water | Characterized Control Valve (CCV), 2", 2-way, Cv 29 ¦Configurable Valve Actuator, Non fail-safe, AC/DC 24 V, On/Off, Floating point | 712.00
B248+ARX24-3-S | Characterized Control Valve | Water | Characterized Control Valve (CCV), 2", 2-way, Cv 29 ¦Configurable Valve Actuator, Non fail-safe, AC/DC 24 V, On/Off, Floating point, 1 x SPDT | 841.00
B248+ARX24-3-T | Characterized Control Valve | Water | Characterized Control Valve (CCV), 2", 2-way, Cv 29 ¦Valve Actuator, Non fail-safe, AC/DC 24 V, On/Off, Floating point, terminals | 694.00
B248+ARX24-3-T N4 | Characterized Control Valve | Water | Characterized Control Valve (CCV), 2", 2-way, Cv 29 ¦Configurable Valve Actuator, Non fail-safe, AC/DC 24 V, On/Off, Floating point, NEMA 4X, terminals | 939.00
B248+ARX24-MFT | Characterized Control Valve | Water | Characterized Control Valve (CCV), 2", 2-way, Cv 29 ¦Configurable Valve Actuator, Non fail-safe, AC/DC 24 V, 2...10 V, MFT/programmable | 954.00
B248+ARX24-MFT95 | Characterized Control Valve | Water | Characterized Control Valve (CCV), 2", 2-way, Cv 29 ¦Configurable Valve Actuator, Non fail-safe, AC/DC 24 V, 0...135 Ω, MFT/programmable | 1073.00
B248+ARX24-MFT-T N4 | Characterized Control Valve | Water | Characterized Control Valve (CCV), 2", 2-way, Cv 29 ¦Configurable Valve Actuator, Non fail-safe, AC/DC 24 V, 2...10 V, NEMA 4X, terminals | 1190.00
B248+ARX24-PC | Characterized Control Valve | Water | Characterized Control Valve (CCV), 2", 2-way, Cv 29 ¦Configurable Valve Actuator, Non fail-safe, AC/DC 24 V, 0...20 V PhC, modulating | 1073.00
B248+ARX24-SR | Characterized Control Valve | Water | Characterized Control Valve (CCV), 2", 2-way, Cv 29 ¦Configurable Valve Actuator, Non fail-safe, AC/DC 24 V, 2...10 V, modulating | 888.00
B248+ARX24-SR-T | Characterized Control Valve | Water | Characterized Control Valve (CCV), 2", 2-way, Cv 29 ¦Configurable Valve Actuator, Non fail-safe, AC/DC 24 V, 2...10 V, terminals, modulating | 866.00
B248+ARX24-SR-T N4 | Characterized Control Valve | Water | Characterized Control Valve (CCV), 2", 2-way, Cv 29 ¦Configurable Valve Actuator, Non fail-safe, AC/DC 24 V, 2...10 V, NEMA 4X, terminals | 1119.00
B249 | Characterized Control Valve | Water | Characterized Control Valve (CCV), 2", 2-way, Cv 46 | 327.00
B249+AFRB24 | Characterized Control Valve | Water | Characterized Control Valve (CCV), 2", 2-way, Cv 46 ¦Valve Actuator, Spring return, AC/DC 24 V, On/Off | 1049.00
B249+AFRB24-S | Characterized Control Valve | Water | Characterized Control Valve (CCV), 2", 2-way, Cv 46 ¦Valve Actuator, Spring return, AC/DC 24 V, On/Off, 2 x SPDT | 1160.00
B249+AFRB24-SR | Characterized Control Valve | Water | Characterized Control Valve (CCV), 2", 2-way, Cv 46 ¦Valve Actuator, Spring return, AC/DC 24 V, 2...10 V, modulating | 1239.00
B249+AFRBUP | Characterized Control Valve | Water | Characterized Control Valve (CCV), 2", 2-way, Cv 46 ¦Valve Actuator, Spring return, AC 24...240 V / DC 24...125 V, On/Off | 1126.00
B249+AFRBUP-S | Characterized Control Valve | Water | Characterized Control Valve (CCV), 2", 2-way, Cv 46 ¦Valve Actuator, Spring return, AC 24...240 V / DC 24...125 V, On/Off, 2 x SPDT | 1237.00
B249+AFRX24 | Characterized Control Valve | Water | Characterized Control Valve (CCV), 2", 2-way, Cv 46 ¦Configurable Valve Actuator, Spring return, AC/DC 24 V, On/Off | 1049.00
B249+AFRX24 N4 | Characterized Control Valve | Water | Characterized Control Valve (CCV), 2", 2-way, Cv 46 ¦Valve Actuator, Spring return, AC/DC 24 V, On/Off, NEMA 4X | 1735.00
B249+AFRX24-MFT | Characterized Control Valve | Water | Characterized Control Valve (CCV), 2", 2-way, Cv 46 ¦Configurable Valve Actuator, Spring return, AC/DC 24 V, 2...10 V, MFT/programmable | 1303.00
B249+AFRX24-MFT N4 | Characterized Control Valve | Water | Characterized Control Valve (CCV), 2", 2-way, Cv 46 ¦Valve Actuator, Spring return, AC/DC 24 V, MFT/programmable, NEMA 4X | 1945.00
B249+AFRX24-MFT95 | Characterized Control Valve | Water | Characterized Control Valve (CCV), 2", 2-way, Cv 46 ¦Configurable Valve Actuator, Spring return, AC/DC 24 V, 0...135 Ω, MFT/programmable | 1332.00
B249+AFRX24-MFT-S | Characterized Control Valve | Water | Characterized Control Valve (CCV), 2", 2-way, Cv 46 ¦Configurable Valve Actuator, Spring return, AC/DC 24 V, 2...10 V, 2 x SPDT, MFT/programmable | 1414.00
B249+AFRX24-S | Characterized Control Valve | Water | Characterized Control Valve (CCV), 2", 2-way, Cv 46 ¦Configurable Valve Actuator, Spring return, AC/DC 24 V, On/Off, 2 x SPDT | 1160.00
B249+AFRX24-S N4 | Characterized Control Valve | Water | Characterized Control Valve (CCV), 2", 2-way, Cv 46 ¦Valve Actuator, Spring return, AC/DC 24 V, On/Off, 2 x SPDT, NEMA 4X | 1845.00
B249+AFRXUP | Characterized Control Valve | Water | Characterized Control Valve (CCV), 2", 2-way, Cv 46 ¦Configurable Valve Actuator, Spring return, AC 24...240 V / DC 24...125 V, On/Off | 1126.00
B249+AFRXUP N4 | Characterized Control Valve | Water | Characterized Control Valve (CCV), 2", 2-way, Cv 46 ¦Valve Actuator, Spring return, AC 24...240 V / DC 24...125 V, On/Off, NEMA 4X | 1923.00
B249+AFRXUP-S | Characterized Control Valve | Water | Characterized Control Valve (CCV), 2", 2-way, Cv 46 ¦Configurable Valve Actuator, Spring return, AC 24...240 V / DC 24...125 V, On/Off, 2 x SPDT | 1237.00
B249+ARB24-3 | Characterized Control Valve | Water | Characterized Control Valve (CCV), 2", 2-way, Cv 46 ¦Valve Actuator, Non fail-safe, AC/DC 24 V, On/Off, Floating point | 717.00
B249+ARB24-3-S | Characterized Control Valve | Water | Characterized Control Valve (CCV), 2", 2-way, Cv 46 ¦Valve Actuator, Non fail-safe, AC/DC 24 V, On/Off, Floating point, 1 x SPDT | 845.00
B249+ARB24-SR | Characterized Control Valve | Water | Characterized Control Valve (CCV), 2", 2-way, Cv 46 ¦Valve Actuator, Non fail-safe, AC/DC 24 V, 2...10 V, modulating | 891.00
B249+ARB24-SR-T | Characterized Control Valve | Water | Characterized Control Valve (CCV), 2", 2-way, Cv 46 ¦Valve Actuator, Non fail-safe, AC/DC 24 V, 2...10 V, terminals, modulating | 877.00
B249+ARQX24-MFT | Characterized Control Valve | Water | Characterized Control Valve (CCV), 2", 2-way, Cv 46 ¦Configurable Valve Actuator, Non fail-safe, AC/DC 24 V, 2...10 V, MFT/programmable | 1146.00
B249+ARX120-3 | Characterized Control Valve | Water | Characterized Control Valve (CCV), 2", 2-way, Cv 46 ¦Configurable Valve Actuator, Non fail-safe, AC 100...240 V, On/Off, Floating point | 755.00
B249+ARX120-SR | Characterized Control Valve | Water | Characterized Control Valve (CCV), 2", 2-way, Cv 46 ¦Configurable Valve Actuator, Non fail-safe, AC 100...240 V, 2...10 V, modulating | 929.00
B249+ARX24-3 | Characterized Control Valve | Water | Characterized Control Valve (CCV), 2", 2-way, Cv 46 ¦Configurable Valve Actuator, Non fail-safe, AC/DC 24 V, On/Off, Floating point | 717.00
B249+ARX24-3-S | Characterized Control Valve | Water | Characterized Control Valve (CCV), 2", 2-way, Cv 46 ¦Configurable Valve Actuator, Non fail-safe, AC/DC 24 V, On/Off, Floating point, 1 x SPDT | 845.00
B249+ARX24-3-T | Characterized Control Valve | Water | Characterized Control Valve (CCV), 2", 2-way, Cv 46 ¦Valve Actuator, Non fail-safe, AC/DC 24 V, On/Off, Floating point, terminals | 696.00
B249+ARX24-3-T N4 | Characterized Control Valve | Water | Characterized Control Valve (CCV), 2", 2-way, Cv 46 ¦Configurable Valve Actuator, Non fail-safe, AC/DC 24 V, On/Off, Floating point, NEMA 4X, terminals | 1070.00
B249+ARX24-MFT | Characterized Control Valve | Water | Characterized Control Valve (CCV), 2", 2-way, Cv 46 ¦Configurable Valve Actuator, Non fail-safe, AC/DC 24 V, 2...10 V, MFT/programmable | 957.00
B249+ARX24-MFT95 | Characterized Control Valve | Water | Characterized Control Valve (CCV), 2", 2-way, Cv 46 ¦Configurable Valve Actuator, Non fail-safe, AC/DC 24 V, 0...135 Ω, MFT/programmable | 1077.00
B249+ARX24-MFT-T N4 | Characterized Control Valve | Water | Characterized Control Valve (CCV), 2", 2-way, Cv 46 ¦Configurable Valve Actuator, Non fail-safe, AC/DC 24 V, 2...10 V, NEMA 4X, terminals | 1321.00
B249+ARX24-PC | Characterized Control Valve | Water | Characterized Control Valve (CCV), 2", 2-way, Cv 46 ¦Configurable Valve Actuator, Non fail-safe, AC/DC 24 V, 0...20 V PhC, modulating | 1077.00
B249+ARX24-SR | Characterized Control Valve | Water | Characterized Control Valve (CCV), 2", 2-way, Cv 46 ¦Configurable Valve Actuator, Non fail-safe, AC/DC 24 V, 2...10 V, modulating | 891.00
B249+ARX24-SR-T | Characterized Control Valve | Water | Characterized Control Valve (CCV), 2", 2-way, Cv 46 ¦Configurable Valve Actuator, Non fail-safe, AC/DC 24 V, 2...10 V, terminals, modulating | 877.00
B249+ARX24-SR-T N4 | Characterized Control Valve | Water | Characterized Control Valve (CCV), 2", 2-way, Cv 46 ¦Configurable Valve Actuator, Non fail-safe, AC/DC 24 V, 2...10 V, NEMA 4X, terminals | 1246.00
B249VS+2*AFB24-X1 | Ball Valve - VS | Water | Ball Valve (VS), 2", 2-way, Cv 108 ¦Valve Actuator, Spring return, AC/DC 24 V, On/Off | 2812.00
B249VS+2*AFBUP-S-X1 | Ball Valve - VS | Water | Ball Valve (VS), 2", 2-way, Cv 108 ¦Valve Actuator, Spring return, AC 24...240 V / DC 24...125 V, On/Off, 2 x SPDT | 3097.00
B249VS+2*AFBUP-X1 | Ball Valve - VS | Water | Ball Valve (VS), 2", 2-way, Cv 108 ¦Valve Actuator, Spring return, AC 24...240 V / DC 24...125 V, On/Off | 2982.00
B249VS+2*AFX24-MFT95-X1 | Ball Valve - VS | Water | Ball Valve (VS), 2", 2-way, Cv 108 ¦Valve Actuator, Spring return, AC/DC 24 V, 0...135 Ω, MFT/programmable | 3319.00
B249VS+2*AFX24-MFT-S-X1 | Ball Valve - VS | Water | Ball Valve (VS), 2", 2-way, Cv 108 ¦Valve Actuator, Spring return, AC/DC 24 V, 2...10 V, 2 x SPDT, MFT/programmable | 3402.00
B249VS+2*AFX24-MFT-X1 | Ball Valve - VS | Water | Ball Valve (VS), 2", 2-way, Cv 108 ¦Valve Actuator, Spring return, AC/DC 24 V, 2...10 V, MFT/programmable | 3286.00
B249VS+GKB24-3-X1 | Ball Valve - VS | Water | Ball Valve (VS), 2", 2-way, Cv 108 ¦Valve Actuator, Electronic fail-safe, AC 24 V, On/Off, Floating point | 2706.00
B249VS+GKX24-MFT-X1 | Ball Valve - VS | Water | Ball Valve (VS), 2", 2-way, Cv 108 ¦Configurable Valve Actuator, Electronic fail-safe, AC/DC 24 V, 2...10 V, MFT/programmable | 3429.00
B249VS+GMB24-3-X1 | Ball Valve - VS | Water | Ball Valve (VS), 2", 2-way, Cv 108 ¦Valve Actuator, Non fail-safe, AC/DC 24 V, On/Off, Floating point | 2165.00
B249VS+GMX24-MFT-X1 | Ball Valve - VS | Water | Ball Valve (VS), 2", 2-way, Cv 108 ¦Configurable Valve Actuator, Non fail-safe, AC/DC 24 V, 2...10 V, MFT/programmable | 2350.00
B249VS+PKRXUP-MFT-T | Ball Valve - VS | Water | Ball Valve (VS), 2", 2-way, Cv 108 ¦Configurable Valve Actuator, Electronic fail-safe, AC 24...240 V / DC 24...125 V, 2...10 V, 2 x SPDT, terminals, BACnet MS/TP Modbus RTU MP-Bus, MFT/programmable | 6070.00
B249VS+PRBUP-3-T | Ball Valve - VS | Water | Ball Valve (VS), 2", 2-way, Cv 108 ¦Valve Actuator, Non fail-safe, AC 24...240 V / DC 24...125 V, On/Off, Floating point, 2 x SPDT, terminals | 3826.00
B249VS+PRXUP-MFT-T | Ball Valve - VS | Water | Ball Valve (VS), 2", 2-way, Cv 108 ¦Configurable Valve Actuator, Non fail-safe, AC 24...240 V / DC 24...125 V, 2...10 V, 2 x SPDT, terminals, BACnet MS/TP Modbus RTU MP-Bus, MFT/programmable | 5396.00
B249VSS+2*AFB24-X1 | Ball Valve - VSS | Water | Ball Valve (VSS), 2", 2-way, Cv 108 ¦Valve Actuator, Spring return, AC/DC 24 V, On/Off | 3814.00
B249VSS+2*AFBUP-S-X1 | Ball Valve - VSS | Water | Ball Valve (VSS), 2", 2-way, Cv 108 ¦Valve Actuator, Spring return, AC 24...240 V / DC 24...125 V, On/Off, 2 x SPDT | 4099.00
B249VSS+2*AFBUP-X1 | Ball Valve - VSS | Water | Ball Valve (VSS), 2", 2-way, Cv 108 ¦Valve Actuator, Spring return, AC 24...240 V / DC 24...125 V, On/Off | 3984.00
B249VSS+2*AFX24-MFT95-X1 | Ball Valve - VSS | Water | Ball Valve (VSS), 2", 2-way, Cv 108 ¦Valve Actuator, Spring return, AC/DC 24 V, 0...135 Ω, MFT/programmable | 5009.00
B249VSS+2*AFX24-MFT-S-X1 | Ball Valve - VSS | Water | Ball Valve (VSS), 2", 2-way, Cv 108 ¦Valve Actuator, Spring return, AC/DC 24 V, 2...10 V, 2 x SPDT, MFT/programmable | 5093.00
B249VSS+2*AFX24-MFT-X1 | Ball Valve - VSS | Water | Ball Valve (VSS), 2", 2-way, Cv 108 ¦Valve Actuator, Spring return, AC/DC 24 V, 2...10 V, MFT/programmable | 4978.00
B249VSS+GKX24-MFT-X1 | Ball Valve - VSS | Water | Ball Valve (VSS), 2", 2-way, Cv 108 ¦Configurable Valve Actuator, Electronic fail-safe, AC/DC 24 V, 2...10 V, MFT/programmable | 4204.00
B249VSS+GMB24-3-X1 | Ball Valve - VSS | Water | Ball Valve (VSS), 2", 2-way, Cv 108 ¦Valve Actuator, Non fail-safe, AC/DC 24 V, On/Off, Floating point | 3129.00
B249VSS+GMX24-MFT-X1 | Ball Valve - VSS | Water | Ball Valve (VSS), 2", 2-way, Cv 108 ¦Configurable Valve Actuator, Non fail-safe, AC/DC 24 V, 2...10 V, MFT/programmable | 3354.00
B249VSS+PKRXUP-MFT-T | Ball Valve - VS | Water | Ball Valve (VSS), 2", 2-way, Cv 108 ¦Configurable Valve Actuator, Electronic fail-safe, AC 24...240 V / DC 24...125 V, 2...10 V, 2 x SPDT, terminals, BACnet MS/TP Modbus RTU MP-Bus, MFT/programmable | 6770.00
B249VSS+PRBUP-3-T | Ball Valve - VS | Water | Ball Valve (VSS), 2", 2-way, Cv 108 ¦Valve Actuator, Non fail-safe, AC 24...240 V / DC 24...125 V, On/Off, Floating point, 2 x SPDT, terminals | 4526.00
B249VSS+PRXUP-MFT-T | Ball Valve - VS | Water | Ball Valve (VSS), 2", 2-way, Cv 108 ¦Configurable Valve Actuator, Non fail-safe, AC 24...240 V / DC 24...125 V, 2...10 V, 2 x SPDT, terminals, BACnet MS/TP Modbus RTU MP-Bus, MFT/programmable | 6095.00
B250 | Characterized Control Valve | Water | Characterized Control Valve (CCV), 2", 2-way, Cv 57 | 330.00
B250+AFRB24 | Characterized Control Valve | Water | Characterized Control Valve (CCV), 2", 2-way, Cv 57 ¦Valve Actuator, Spring return, AC/DC 24 V, On/Off | 1058.00
B250+AFRB24-S | Characterized Control Valve | Water | Characterized Control Valve (CCV), 2", 2-way, Cv 57 ¦Valve Actuator, Spring return, AC/DC 24 V, On/Off, 2 x SPDT | 1169.00
B250+AFRB24-SR | Characterized Control Valve | Water | Characterized Control Valve (CCV), 2", 2-way, Cv 57 ¦Valve Actuator, Spring return, AC/DC 24 V, 2...10 V, modulating | 1250.00
B250+AFRBUP | Characterized Control Valve | Water | Characterized Control Valve (CCV), 2", 2-way, Cv 57 ¦Valve Actuator, Spring return, AC 24...240 V / DC 24...125 V, On/Off | 1137.00
B250+AFRBUP-S | Characterized Control Valve | Water | Characterized Control Valve (CCV), 2", 2-way, Cv 57 ¦Valve Actuator, Spring return, AC 24...240 V / DC 24...125 V, On/Off, 2 x SPDT | 1249.00
B250+AFRX24 | Characterized Control Valve | Water | Characterized Control Valve (CCV), 2", 2-way, Cv 57 ¦Configurable Valve Actuator, Spring return, AC/DC 24 V, On/Off | 1058.00
B250+AFRX24 N4 | Characterized Control Valve | Water | Characterized Control Valve (CCV), 2", 2-way, Cv 57 ¦Valve Actuator, Spring return, AC/DC 24 V, On/Off, NEMA 4X | 1745.00
B250+AFRX24-MFT | Characterized Control Valve | Water | Characterized Control Valve (CCV), 2", 2-way, Cv 57 ¦Configurable Valve Actuator, Spring return, AC/DC 24 V, 2...10 V, MFT/programmable | 1315.00
B250+AFRX24-MFT N4 | Characterized Control Valve | Water | Characterized Control Valve (CCV), 2", 2-way, Cv 57 ¦Valve Actuator, Spring return, AC/DC 24 V, MFT/programmable, NEMA 4X | 1956.00
B250+AFRX24-MFT95 | Characterized Control Valve | Water | Characterized Control Valve (CCV), 2", 2-way, Cv 57 ¦Configurable Valve Actuator, Spring return, AC/DC 24 V, 0...135 Ω, MFT/programmable | 1336.00
B250+AFRX24-MFT-S | Characterized Control Valve | Water | Characterized Control Valve (CCV), 2", 2-way, Cv 57 ¦Configurable Valve Actuator, Spring return, AC/DC 24 V, 2...10 V, 2 x SPDT, MFT/programmable | 1426.00
B250+AFRX24-S | Characterized Control Valve | Water | Characterized Control Valve (CCV), 2", 2-way, Cv 57 ¦Configurable Valve Actuator, Spring return, AC/DC 24 V, On/Off, 2 x SPDT | 1169.00
B250+AFRXUP | Characterized Control Valve | Water | Characterized Control Valve (CCV), 2", 2-way, Cv 57 ¦Configurable Valve Actuator, Spring return, AC 24...240 V / DC 24...125 V, On/Off | 1137.00
B250+AFRXUP N4 | Characterized Control Valve | Water | Characterized Control Valve (CCV), 2", 2-way, Cv 57 ¦Valve Actuator, Spring return, AC 24...240 V / DC 24...125 V, On/Off, NEMA 4X | 1780.00
B250+AFRXUP-S | Characterized Control Valve | Water | Characterized Control Valve (CCV), 2", 2-way, Cv 57 ¦Configurable Valve Actuator, Spring return, AC 24...240 V / DC 24...125 V, On/Off, 2 x SPDT | 1249.00
B250+AFRXUP-S N4 | Characterized Control Valve | Water | Characterized Control Valve (CCV), 2", 2-way, Cv 57 ¦Valve Actuator, Spring return, AC 24...240 V / DC 24...125 V, On/Off, 2 x SPDT, NEMA 4X | 1892.00
B250+ARB24-3 | Characterized Control Valve | Water | Characterized Control Valve (CCV), 2", 2-way, Cv 57 ¦Valve Actuator, Non fail-safe, AC/DC 24 V, On/Off, Floating point | 719.00
B250+ARB24-3-S | Characterized Control Valve | Water | Characterized Control Valve (CCV), 2", 2-way, Cv 57 ¦Valve Actuator, Non fail-safe, AC/DC 24 V, On/Off, Floating point, 1 x SPDT | 847.00
B250+ARB24-SR | Characterized Control Valve | Water | Characterized Control Valve (CCV), 2", 2-way, Cv 57 ¦Valve Actuator, Non fail-safe, AC/DC 24 V, 2...10 V, modulating | 893.00
B250+ARB24-SR-T | Characterized Control Valve | Water | Characterized Control Valve (CCV), 2", 2-way, Cv 57 ¦Valve Actuator, Non fail-safe, AC/DC 24 V, 2...10 V, terminals, modulating | 882.00
B250+ARQX24-MFT | Characterized Control Valve | Water | Characterized Control Valve (CCV), 2", 2-way, Cv 57 ¦Configurable Valve Actuator, Non fail-safe, AC/DC 24 V, 2...10 V, MFT/programmable | 1158.00
B250+ARX120-3 | Characterized Control Valve | Water | Characterized Control Valve (CCV), 2", 2-way, Cv 57 ¦Configurable Valve Actuator, Non fail-safe, AC 100...240 V, On/Off, Floating point | 758.00
B250+ARX120-SR | Characterized Control Valve | Water | Characterized Control Valve (CCV), 2", 2-way, Cv 57 ¦Configurable Valve Actuator, Non fail-safe, AC 100...240 V, 2...10 V, modulating | 937.00
B250+ARX24-3 | Characterized Control Valve | Water | Characterized Control Valve (CCV), 2", 2-way, Cv 57 ¦Configurable Valve Actuator, Non fail-safe, AC/DC 24 V, On/Off, Floating point | 719.00
B250+ARX24-3-S | Characterized Control Valve | Water | Characterized Control Valve (CCV), 2", 2-way, Cv 57 ¦Configurable Valve Actuator, Non fail-safe, AC/DC 24 V, On/Off, Floating point, 1 x SPDT | 847.00
B250+ARX24-3-T | Characterized Control Valve | Water | Characterized Control Valve (CCV), 2", 2-way, Cv 57 ¦Valve Actuator, Non fail-safe, AC/DC 24 V, On/Off, Floating point, terminals | 701.00
B250+ARX24-3-T N4 | Characterized Control Valve | Water | Characterized Control Valve (CCV), 2", 2-way, Cv 57 ¦Configurable Valve Actuator, Non fail-safe, AC/DC 24 V, On/Off, Floating point, NEMA 4X, terminals | 1073.00
B250+ARX24-MFT | Characterized Control Valve | Water | Characterized Control Valve (CCV), 2", 2-way, Cv 57 ¦Configurable Valve Actuator, Non fail-safe, AC/DC 24 V, 2...10 V, MFT/programmable | 959.00
B250+ARX24-MFT95 | Characterized Control Valve | Water | Characterized Control Valve (CCV), 2", 2-way, Cv 57 ¦Configurable Valve Actuator, Non fail-safe, AC/DC 24 V, 0...135 Ω, MFT/programmable | 1084.00
B250+ARX24-MFT-T N4 | Characterized Control Valve | Water | Characterized Control Valve (CCV), 2", 2-way, Cv 57 ¦Configurable Valve Actuator, Non fail-safe, AC/DC 24 V, 2...10 V, NEMA 4X, terminals | 1323.00
B250+ARX24-PC | Characterized Control Valve | Water | Characterized Control Valve (CCV), 2", 2-way, Cv 57 ¦Configurable Valve Actuator, Non fail-safe, AC/DC 24 V, 0...20 V PhC, modulating | 1084.00
B250+ARX24-SR | Characterized Control Valve | Water | Characterized Control Valve (CCV), 2", 2-way, Cv 57 ¦Configurable Valve Actuator, Non fail-safe, AC/DC 24 V, 2...10 V, modulating | 893.00
B250+ARX24-SR-T | Characterized Control Valve | Water | Characterized Control Valve (CCV), 2", 2-way, Cv 57 ¦Configurable Valve Actuator, Non fail-safe, AC/DC 24 V, 2...10 V, terminals, modulating | 882.00
B250+ARX24-SR-T N4 | Characterized Control Valve | Water | Characterized Control Valve (CCV), 2", 2-way, Cv 57 ¦Configurable Valve Actuator, Non fail-safe, AC/DC 24 V, 2...10 V, NEMA 4X, terminals | 1250.00
B251 | Characterized Control Valve | Water | Characterized Control Valve (CCV), 2", 2-way, Cv 65 | 797.00
B251+AFRB24 | Characterized Control Valve | Water | Characterized Control Valve (CCV), 2", 2-way, Cv 65 ¦Valve Actuator, Spring return, AC/DC 24 V, On/Off | 1291.00
B251+AFRB24-S | Characterized Control Valve | Water | Characterized Control Valve (CCV), 2", 2-way, Cv 65 ¦Valve Actuator, Spring return, AC/DC 24 V, On/Off, 2 x SPDT | 1402.00
B251+AFRBUP | Characterized Control Valve | Water | Characterized Control Valve (CCV), 2", 2-way, Cv 65 ¦Valve Actuator, Spring return, AC 24...240 V / DC 24...125 V, On/Off | 1369.00
B251+AFRBUP-S | Characterized Control Valve | Water | Characterized Control Valve (CCV), 2", 2-way, Cv 65 ¦Valve Actuator, Spring return, AC 24...240 V / DC 24...125 V, On/Off, 2 x SPDT | 1481.00
B251+AFRX24 | Characterized Control Valve | Water | Characterized Control Valve (CCV), 2", 2-way, Cv 65 ¦Configurable Valve Actuator, Spring return, AC/DC 24 V, On/Off | 1291.00
B251+AFRX24 N4 | Characterized Control Valve | Water | Characterized Control Valve (CCV), 2", 2-way, Cv 65 ¦Valve Actuator, Spring return, AC/DC 24 V, On/Off, NEMA 4X | 1975.00
B251+AFRX24-MFT | Characterized Control Valve | Water | Characterized Control Valve (CCV), 2", 2-way, Cv 65 ¦Configurable Valve Actuator, Spring return, AC/DC 24 V, 2...10 V, MFT/programmable | 1462.00
B251+AFRX24-MFT N4 | Characterized Control Valve | Water | Characterized Control Valve (CCV), 2", 2-way, Cv 65 ¦Valve Actuator, Spring return, AC/DC 24 V, MFT/programmable, NEMA 4X | 2187.00
B251+AFRX24-MFT95 | Characterized Control Valve | Water | Characterized Control Valve (CCV), 2", 2-way, Cv 65 ¦Configurable Valve Actuator, Spring return, AC/DC 24 V, 0...135 Ω, MFT/programmable | 1474.00
B251+AFRX24-MFT-S | Characterized Control Valve | Water | Characterized Control Valve (CCV), 2", 2-way, Cv 65 ¦Configurable Valve Actuator, Spring return, AC/DC 24 V, 2...10 V, 2 x SPDT, MFT/programmable | 1573.00
B251+AFRX24-S | Characterized Control Valve | Water | Characterized Control Valve (CCV), 2", 2-way, Cv 65 ¦Configurable Valve Actuator, Spring return, AC/DC 24 V, On/Off, 2 x SPDT | 1402.00
B251+AFRXUP | Characterized Control Valve | Water | Characterized Control Valve (CCV), 2", 2-way, Cv 65 ¦Configurable Valve Actuator, Spring return, AC 24...240 V / DC 24...125 V, On/Off | 1369.00
B251+AFRXUP N4 | Characterized Control Valve | Water | Characterized Control Valve (CCV), 2", 2-way, Cv 65 ¦Valve Actuator, Spring return, AC 24...240 V / DC 24...125 V, On/Off, NEMA 4X | 2166.00
B251+AFRXUP-S | Characterized Control Valve | Water | Characterized Control Valve (CCV), 2", 2-way, Cv 65 ¦Configurable Valve Actuator, Spring return, AC 24...240 V / DC 24...125 V, On/Off, 2 x SPDT | 1481.00
B251+ARB24-3 | Characterized Control Valve | Water | Characterized Control Valve (CCV), 2", 2-way, Cv 65 ¦Valve Actuator, Non fail-safe, AC/DC 24 V, On/Off, Floating point | 1037.00
B251+ARB24-3-S | Characterized Control Valve | Water | Characterized Control Valve (CCV), 2", 2-way, Cv 65 ¦Valve Actuator, Non fail-safe, AC/DC 24 V, On/Off, Floating point, 1 x SPDT | 1166.00
B251+ARQX24-1 | Characterized Control Valve | Water | Characterized Control Valve (CCV), 2", 2-way, Cv 65 ¦Configurable Valve Actuator, Non fail-safe, AC/DC 24 V, On/Off | 1407.00
B251+ARQX24-MFT | Characterized Control Valve | Water | Characterized Control Valve (CCV), 2", 2-way, Cv 65 ¦Configurable Valve Actuator, Non fail-safe, AC/DC 24 V, 2...10 V, MFT/programmable | 1461.00
B251+ARX120-3 | Characterized Control Valve | Water | Characterized Control Valve (CCV), 2", 2-way, Cv 65 ¦Configurable Valve Actuator, Non fail-safe, AC 100...240 V, On/Off, Floating point | 1077.00
B251+ARX24-3 | Characterized Control Valve | Water | Characterized Control Valve (CCV), 2", 2-way, Cv 65 ¦Configurable Valve Actuator, Non fail-safe, AC/DC 24 V, On/Off, Floating point | 1037.00
B251+ARX24-3-S | Characterized Control Valve | Water | Characterized Control Valve (CCV), 2", 2-way, Cv 65 ¦Configurable Valve Actuator, Non fail-safe, AC/DC 24 V, On/Off, Floating point, 1 x SPDT | 1166.00
B251+ARX24-3-T | Characterized Control Valve | Water | Characterized Control Valve (CCV), 2", 2-way, Cv 65 ¦Valve Actuator, Non fail-safe, AC/DC 24 V, On/Off, Floating point, terminals | 1019.00
B251+ARX24-3-T N4 | Characterized Control Valve | Water | Characterized Control Valve (CCV), 2", 2-way, Cv 65 ¦Configurable Valve Actuator, Non fail-safe, AC/DC 24 V, On/Off, Floating point, NEMA 4X, terminals | 1075.00
B251+ARX24-MFT | Characterized Control Valve | Water | Characterized Control Valve (CCV), 2", 2-way, Cv 65 ¦Configurable Valve Actuator, Non fail-safe, AC/DC 24 V, 2...10 V, MFT/programmable | 1295.00
B251+ARX24-MFT95 | Characterized Control Valve | Water | Characterized Control Valve (CCV), 2", 2-way, Cv 65 ¦Configurable Valve Actuator, Non fail-safe, AC/DC 24 V, 0...135 Ω, MFT/programmable | 1419.00
B251+ARX24-MFT-T | Characterized Control Valve | Water | Characterized Control Valve (CCV), 2", 2-way, Cv 65 ¦Valve Actuator, Non fail-safe, AC/DC 24 V, 2...10 V, terminals, MFT/programmable | 1278.00
B251+ARX24-MFT-T N4 | Characterized Control Valve | Water | Characterized Control Valve (CCV), 2", 2-way, Cv 65 ¦Configurable Valve Actuator, Non fail-safe, AC/DC 24 V, 2...10 V, NEMA 4X, terminals | 1325.00
B251+ARX24-PC | Characterized Control Valve | Water | Characterized Control Valve (CCV), 2", 2-way, Cv 65 ¦Configurable Valve Actuator, Non fail-safe, AC/DC 24 V, 0...20 V PhC, modulating | 1419.00
B251+ARX24-SR-T N4 | Characterized Control Valve | Water | Characterized Control Valve (CCV), 2", 2-way, Cv 65 ¦Configurable Valve Actuator, Non fail-safe, AC/DC 24 V, 2...10 V, NEMA 4X, terminals | 1253.00
B252 | Characterized Control Valve | Water | Characterized Control Valve (CCV), 2", 2-way, Cv 85 | 873.00
B252+AFRB24 | Characterized Control Valve | Water | Characterized Control Valve (CCV), 2", 2-way, Cv 85 ¦Valve Actuator, Spring return, AC/DC 24 V, On/Off | 1375.00
B252+AFRB24-S | Characterized Control Valve | Water | Characterized Control Valve (CCV), 2", 2-way, Cv 85 ¦Valve Actuator, Spring return, AC/DC 24 V, On/Off, 2 x SPDT | 1487.00
B252+AFRBUP | Characterized Control Valve | Water | Characterized Control Valve (CCV), 2", 2-way, Cv 85 ¦Valve Actuator, Spring return, AC 24...240 V / DC 24...125 V, On/Off | 1453.00
B252+AFRBUP-S | Characterized Control Valve | Water | Characterized Control Valve (CCV), 2", 2-way, Cv 85 ¦Valve Actuator, Spring return, AC 24...240 V / DC 24...125 V, On/Off, 2 x SPDT | 1565.00
B252+AFRX24 | Characterized Control Valve | Water | Characterized Control Valve (CCV), 2", 2-way, Cv 85 ¦Configurable Valve Actuator, Spring return, AC/DC 24 V, On/Off | 1375.00
B252+AFRX24 N4 | Characterized Control Valve | Water | Characterized Control Valve (CCV), 2", 2-way, Cv 85 ¦Valve Actuator, Spring return, AC/DC 24 V, On/Off, NEMA 4X | 2061.00
B252+AFRX24-MFT | Characterized Control Valve | Water | Characterized Control Valve (CCV), 2", 2-way, Cv 85 ¦Configurable Valve Actuator, Spring return, AC/DC 24 V, 2...10 V, MFT/programmable | 1548.00
B252+AFRX24-MFT N4 | Characterized Control Valve | Water | Characterized Control Valve (CCV), 2", 2-way, Cv 85 ¦Valve Actuator, Spring return, AC/DC 24 V, MFT/programmable, NEMA 4X | 2271.00
B252+AFRX24-MFT95 | Characterized Control Valve | Water | Characterized Control Valve (CCV), 2", 2-way, Cv 85 ¦Configurable Valve Actuator, Spring return, AC/DC 24 V, 0...135 Ω, MFT/programmable | 1565.00
B252+AFRX24-MFT-S | Characterized Control Valve | Water | Characterized Control Valve (CCV), 2", 2-way, Cv 85 ¦Configurable Valve Actuator, Spring return, AC/DC 24 V, 2...10 V, 2 x SPDT, MFT/programmable | 1658.00
B252+AFRX24-MFT-S N4 | Characterized Control Valve | Water | Characterized Control Valve (CCV), 2", 2-way, Cv 85 ¦Valve Actuator, Spring return, AC/DC 24 V, MFT/programmable, 2 x SPDT, NEMA 4X | 2382.00
B252+AFRX24-S | Characterized Control Valve | Water | Characterized Control Valve (CCV), 2", 2-way, Cv 85 ¦Configurable Valve Actuator, Spring return, AC/DC 24 V, On/Off, 2 x SPDT | 1487.00
B252+AFRXUP | Characterized Control Valve | Water | Characterized Control Valve (CCV), 2", 2-way, Cv 85 ¦Configurable Valve Actuator, Spring return, AC 24...240 V / DC 24...125 V, On/Off | 1453.00
B252+AFRXUP N4 | Characterized Control Valve | Water | Characterized Control Valve (CCV), 2", 2-way, Cv 85 ¦Valve Actuator, Spring return, AC 24...240 V / DC 24...125 V, On/Off, NEMA 4X | 2251.00
B252+AFRXUP-S | Characterized Control Valve | Water | Characterized Control Valve (CCV), 2", 2-way, Cv 85 ¦Configurable Valve Actuator, Spring return, AC 24...240 V / DC 24...125 V, On/Off, 2 x SPDT | 1565.00
B252+AFRXUP-S N4 | Characterized Control Valve | Water | Characterized Control Valve (CCV), 2", 2-way, Cv 85 ¦Valve Actuator, Spring return, AC 24...240 V / DC 24...125 V, On/Off, 2 x SPDT, NEMA 4X | 2289.00
B252+ARB24-3 | Characterized Control Valve | Water | Characterized Control Valve (CCV), 2", 2-way, Cv 85 ¦Valve Actuator, Non fail-safe, AC/DC 24 V, On/Off, Floating point | 1116.00
B252+ARB24-3-S | Characterized Control Valve | Water | Characterized Control Valve (CCV), 2", 2-way, Cv 85 ¦Valve Actuator, Non fail-safe, AC/DC 24 V, On/Off, Floating point, 1 x SPDT | 1243.00
B252+ARQX24-1 | Characterized Control Valve | Water | Characterized Control Valve (CCV), 2", 2-way, Cv 85 ¦Configurable Valve Actuator, Non fail-safe, AC/DC 24 V, On/Off | 1488.00
B252+ARQX24-MFT | Characterized Control Valve | Water | Characterized Control Valve (CCV), 2", 2-way, Cv 85 ¦Configurable Valve Actuator, Non fail-safe, AC/DC 24 V, 2...10 V, MFT/programmable | 1549.00
B252+ARX120-3 | Characterized Control Valve | Water | Characterized Control Valve (CCV), 2", 2-way, Cv 85 ¦Configurable Valve Actuator, Non fail-safe, AC 100...240 V, On/Off, Floating point | 1165.00
B252+ARX24-3 | Characterized Control Valve | Water | Characterized Control Valve (CCV), 2", 2-way, Cv 85 ¦Configurable Valve Actuator, Non fail-safe, AC/DC 24 V, On/Off, Floating point | 1116.00
B252+ARX24-3-S | Characterized Control Valve | Water | Characterized Control Valve (CCV), 2", 2-way, Cv 85 ¦Configurable Valve Actuator, Non fail-safe, AC/DC 24 V, On/Off, Floating point, 1 x SPDT | 1243.00
B252+ARX24-3-T | Characterized Control Valve | Water | Characterized Control Valve (CCV), 2", 2-way, Cv 85 ¦Valve Actuator, Non fail-safe, AC/DC 24 V, On/Off, Floating point, terminals | 1103.00
B252+ARX24-3-T N4 | Characterized Control Valve | Water | Characterized Control Valve (CCV), 2", 2-way, Cv 85 ¦Configurable Valve Actuator, Non fail-safe, AC/DC 24 V, On/Off, Floating point, NEMA 4X, terminals | 1399.00
B252+ARX24-MFT | Characterized Control Valve | Water | Characterized Control Valve (CCV), 2", 2-way, Cv 85 ¦Configurable Valve Actuator, Non fail-safe, AC/DC 24 V, 2...10 V, MFT/programmable | 1409.00
B252+ARX24-MFT95 | Characterized Control Valve | Water | Characterized Control Valve (CCV), 2", 2-way, Cv 85 ¦Configurable Valve Actuator, Non fail-safe, AC/DC 24 V, 0...135 Ω, MFT/programmable | 1506.00
B252+ARX24-MFT-T | Characterized Control Valve | Water | Characterized Control Valve (CCV), 2", 2-way, Cv 85 ¦Valve Actuator, Non fail-safe, AC/DC 24 V, 2...10 V, terminals, MFT/programmable | 1399.00
B252+ARX24-MFT-T N4 | Characterized Control Valve | Water | Characterized Control Valve (CCV), 2", 2-way, Cv 85 ¦Configurable Valve Actuator, Non fail-safe, AC/DC 24 V, 2...10 V, NEMA 4X, terminals | 1648.00
B252+ARX24-PC | Characterized Control Valve | Water | Characterized Control Valve (CCV), 2", 2-way, Cv 85 ¦Configurable Valve Actuator, Non fail-safe, AC/DC 24 V, 0...20 V PhC, modulating | 1506.00
B252+ARX24-SR-T N4 | Characterized Control Valve | Water | Characterized Control Valve (CCV), 2", 2-way, Cv 85 ¦Configurable Valve Actuator, Non fail-safe, AC/DC 24 V, 2...10 V, NEMA 4X, terminals | 1574.00
B253 | Characterized Control Valve | Water | Characterized Control Valve (CCV), 2", 2-way, Cv 120 | 952.00
B253+AFRB24 | Characterized Control Valve | Water | Characterized Control Valve (CCV), 2", 2-way, Cv 120 ¦Valve Actuator, Spring return, AC/DC 24 V, On/Off | 1458.00
B253+AFRB24-S | Characterized Control Valve | Water | Characterized Control Valve (CCV), 2", 2-way, Cv 120 ¦Valve Actuator, Spring return, AC/DC 24 V, On/Off, 2 x SPDT | 1569.00
B253+AFRBUP | Characterized Control Valve | Water | Characterized Control Valve (CCV), 2", 2-way, Cv 120 ¦Valve Actuator, Spring return, AC 24...240 V / DC 24...125 V, On/Off | 1538.00
B253+AFRBUP-S | Characterized Control Valve | Water | Characterized Control Valve (CCV), 2", 2-way, Cv 120 ¦Valve Actuator, Spring return, AC 24...240 V / DC 24...125 V, On/Off, 2 x SPDT | 1650.00
B253+AFRX24 | Characterized Control Valve | Water | Characterized Control Valve (CCV), 2", 2-way, Cv 120 ¦Configurable Valve Actuator, Spring return, AC/DC 24 V, On/Off | 1458.00
B253+AFRX24 N4 | Characterized Control Valve | Water | Characterized Control Valve (CCV), 2", 2-way, Cv 120 ¦Valve Actuator, Spring return, AC/DC 24 V, On/Off, NEMA 4X | 2146.00
B253+AFRX24-MFT | Characterized Control Valve | Water | Characterized Control Valve (CCV), 2", 2-way, Cv 120 ¦Configurable Valve Actuator, Spring return, AC/DC 24 V, 2...10 V, MFT/programmable | 1628.00
B253+AFRX24-MFT N4 | Characterized Control Valve | Water | Characterized Control Valve (CCV), 2", 2-way, Cv 120 ¦Valve Actuator, Spring return, AC/DC 24 V, MFT/programmable, NEMA 4X | 2356.00
B253+AFRX24-MFT95 | Characterized Control Valve | Water | Characterized Control Valve (CCV), 2", 2-way, Cv 120 ¦Configurable Valve Actuator, Spring return, AC/DC 24 V, 0...135 Ω, MFT/programmable | 1648.00
B253+AFRX24-MFT-S | Characterized Control Valve | Water | Characterized Control Valve (CCV), 2", 2-way, Cv 120 ¦Configurable Valve Actuator, Spring return, AC/DC 24 V, 2...10 V, 2 x SPDT, MFT/programmable | 1739.00
B253+AFRX24-S | Characterized Control Valve | Water | Characterized Control Valve (CCV), 2", 2-way, Cv 120 ¦Configurable Valve Actuator, Spring return, AC/DC 24 V, On/Off, 2 x SPDT | 1569.00
B253+AFRXUP | Characterized Control Valve | Water | Characterized Control Valve (CCV), 2", 2-way, Cv 120 ¦Configurable Valve Actuator, Spring return, AC 24...240 V / DC 24...125 V, On/Off | 1538.00
B253+AFRXUP N4 | Characterized Control Valve | Water | Characterized Control Valve (CCV), 2", 2-way, Cv 120 ¦Valve Actuator, Spring return, AC 24...240 V / DC 24...125 V, On/Off, NEMA 4X | 2335.00
B253+AFRXUP-S | Characterized Control Valve | Water | Characterized Control Valve (CCV), 2", 2-way, Cv 120 ¦Configurable Valve Actuator, Spring return, AC 24...240 V / DC 24...125 V, On/Off, 2 x SPDT | 1650.00
B253+ARB24-3 | Characterized Control Valve | Water | Characterized Control Valve (CCV), 2", 2-way, Cv 120 ¦Valve Actuator, Non fail-safe, AC/DC 24 V, On/Off, Floating point | 1206.00
B253+ARB24-3-S | Characterized Control Valve | Water | Characterized Control Valve (CCV), 2", 2-way, Cv 120 ¦Valve Actuator, Non fail-safe, AC/DC 24 V, On/Off, Floating point, 1 x SPDT | 1335.00
B253+ARQX24-1 | Characterized Control Valve | Water | Characterized Control Valve (CCV), 2", 2-way, Cv 120 ¦Configurable Valve Actuator, Non fail-safe, AC/DC 24 V, On/Off | 1567.00
B253+ARQX24-MFT | Characterized Control Valve | Water | Characterized Control Valve (CCV), 2", 2-way, Cv 120 ¦Configurable Valve Actuator, Non fail-safe, AC/DC 24 V, 2...10 V, MFT/programmable | 1627.00
B253+ARX120-3 | Characterized Control Valve | Water | Characterized Control Valve (CCV), 2", 2-way, Cv 120 ¦Configurable Valve Actuator, Non fail-safe, AC 100...240 V, On/Off, Floating point | 1251.00
B253+ARX120-SR | Characterized Control Valve | Water | Characterized Control Valve (CCV), 2", 2-way, Cv 120 ¦Configurable Valve Actuator, Non fail-safe, AC 100...240 V, 2...10 V, modulating | 1426.00
B253+ARX24-3 | Characterized Control Valve | Water | Characterized Control Valve (CCV), 2", 2-way, Cv 120 ¦Configurable Valve Actuator, Non fail-safe, AC/DC 24 V, On/Off, Floating point | 1206.00
B253+ARX24-3-S | Characterized Control Valve | Water | Characterized Control Valve (CCV), 2", 2-way, Cv 120 ¦Configurable Valve Actuator, Non fail-safe, AC/DC 24 V, On/Off, Floating point, 1 x SPDT | 1335.00
B253+ARX24-3-T | Characterized Control Valve | Water | Characterized Control Valve (CCV), 2", 2-way, Cv 120 ¦Valve Actuator, Non fail-safe, AC/DC 24 V, On/Off, Floating point, terminals | 1190.00
B253+ARX24-3-T N4 | Characterized Control Valve | Water | Characterized Control Valve (CCV), 2", 2-way, Cv 120 ¦Configurable Valve Actuator, Non fail-safe, AC/DC 24 V, On/Off, Floating point, NEMA 4X, terminals | 1481.00
B253+ARX24-MFT | Characterized Control Valve | Water | Characterized Control Valve (CCV), 2", 2-way, Cv 120 ¦Configurable Valve Actuator, Non fail-safe, AC/DC 24 V, 2...10 V, MFT/programmable | 1466.00
B253+ARX24-MFT95 | Characterized Control Valve | Water | Characterized Control Valve (CCV), 2", 2-way, Cv 120 ¦Configurable Valve Actuator, Non fail-safe, AC/DC 24 V, 0...135 Ω, MFT/programmable | 1545.00
B253+ARX24-MFT-T | Characterized Control Valve | Water | Characterized Control Valve (CCV), 2", 2-way, Cv 120 ¦Valve Actuator, Non fail-safe, AC/DC 24 V, 2...10 V, terminals, MFT/programmable | 1449.00
B253+ARX24-MFT-T N4 | Characterized Control Valve | Water | Characterized Control Valve (CCV), 2", 2-way, Cv 120 ¦Configurable Valve Actuator, Non fail-safe, AC/DC 24 V, 2...10 V, NEMA 4X, terminals | 1730.00
B253+ARX24-PC | Characterized Control Valve | Water | Characterized Control Valve (CCV), 2", 2-way, Cv 120 ¦Configurable Valve Actuator, Non fail-safe, AC/DC 24 V, 0...20 V PhC, modulating | 1545.00
B253+ARX24-SR | Characterized Control Valve | Water | Characterized Control Valve (CCV), 2", 2-way, Cv 120 ¦Configurable Valve Actuator, Non fail-safe, AC/DC 24 V, 2...10 V, modulating | 1378.00
B253+ARX24-SR-T N4 | Characterized Control Valve | Water | Characterized Control Valve (CCV), 2", 2-way, Cv 120 ¦Configurable Valve Actuator, Non fail-safe, AC/DC 24 V, 2...10 V, NEMA 4X, terminals | 1657.00
B254 | Characterized Control Valve | Water | Characterized Control Valve (CCV), 2", 2-way, Cv 240 | 1187.00
B254+AFRB24 | Characterized Control Valve | Water | Characterized Control Valve (CCV), 2", 2-way, Cv 240 ¦Valve Actuator, Spring return, AC/DC 24 V, On/Off | 1462.00
B254+AFRB24-S | Characterized Control Valve | Water | Characterized Control Valve (CCV), 2", 2-way, Cv 240 ¦Valve Actuator, Spring return, AC/DC 24 V, On/Off, 2 x SPDT | 1573.00
B254+AFRBUP | Characterized Control Valve | Water | Characterized Control Valve (CCV), 2", 2-way, Cv 240 ¦Valve Actuator, Spring return, AC 24...240 V / DC 24...125 V, On/Off | 1795.00
B254+AFRBUP-S | Characterized Control Valve | Water | Characterized Control Valve (CCV), 2", 2-way, Cv 240 ¦Valve Actuator, Spring return, AC 24...240 V / DC 24...125 V, On/Off, 2 x SPDT | 1907.00
B254+AFRX24 | Characterized Control Valve | Water | Characterized Control Valve (CCV), 2", 2-way, Cv 240 ¦Configurable Valve Actuator, Spring return, AC/DC 24 V, On/Off | 1462.00
B254+AFRX24 N4 | Characterized Control Valve | Water | Characterized Control Valve (CCV), 2", 2-way, Cv 240 ¦Valve Actuator, Spring return, AC/DC 24 V, On/Off, NEMA 4X | 2403.00
B254+AFRX24-MFT | Characterized Control Valve | Water | Characterized Control Valve (CCV), 2", 2-way, Cv 240 ¦Configurable Valve Actuator, Spring return, AC/DC 24 V, 2...10 V, MFT/programmable | 1634.00
B254+AFRX24-MFT N4 | Characterized Control Valve | Water | Characterized Control Valve (CCV), 2", 2-way, Cv 240 ¦Valve Actuator, Spring return, AC/DC 24 V, MFT/programmable, NEMA 4X | 2615.00
B254+AFRX24-MFT95 | Characterized Control Valve | Water | Characterized Control Valve (CCV), 2", 2-way, Cv 240 ¦Configurable Valve Actuator, Spring return, AC/DC 24 V, 0...135 Ω, MFT/programmable | 1889.00
B254+AFRX24-MFT-S | Characterized Control Valve | Water | Characterized Control Valve (CCV), 2", 2-way, Cv 240 ¦Configurable Valve Actuator, Spring return, AC/DC 24 V, 2...10 V, 2 x SPDT, MFT/programmable | 1745.00
B254+AFRX24-S | Characterized Control Valve | Water | Characterized Control Valve (CCV), 2", 2-way, Cv 240 ¦Configurable Valve Actuator, Spring return, AC/DC 24 V, On/Off, 2 x SPDT | 1573.00
B254+AFRX24-S N4 | Characterized Control Valve | Water | Characterized Control Valve (CCV), 2", 2-way, Cv 240 ¦Valve Actuator, Spring return, AC/DC 24 V, On/Off, 2 x SPDT, NEMA 4X | 2515.00
B254+AFRXUP | Characterized Control Valve | Water | Characterized Control Valve (CCV), 2", 2-way, Cv 240 ¦Configurable Valve Actuator, Spring return, AC 24...240 V / DC 24...125 V, On/Off | 1795.00
B254+AFRXUP N4 | Characterized Control Valve | Water | Characterized Control Valve (CCV), 2", 2-way, Cv 240 ¦Valve Actuator, Spring return, AC 24...240 V / DC 24...125 V, On/Off, NEMA 4X | 2403.00
B254+AFRXUP-S | Characterized Control Valve | Water | Characterized Control Valve (CCV), 2", 2-way, Cv 240 ¦Configurable Valve Actuator, Spring return, AC 24...240 V / DC 24...125 V, On/Off, 2 x SPDT | 1907.00
B254+ARB24-3 | Characterized Control Valve | Water | Characterized Control Valve (CCV), 2", 2-way, Cv 240 ¦Valve Actuator, Non fail-safe, AC/DC 24 V, On/Off, Floating point | 1220.00
B254+ARB24-3-S | Characterized Control Valve | Water | Characterized Control Valve (CCV), 2", 2-way, Cv 240 ¦Valve Actuator, Non fail-safe, AC/DC 24 V, On/Off, Floating point, 1 x SPDT | 1349.00
B254+ARQX24-1 | Characterized Control Valve | Water | Characterized Control Valve (CCV), 2", 2-way, Cv 240 ¦Configurable Valve Actuator, Non fail-safe, AC/DC 24 V, On/Off | 1819.00
B254+ARQX24-MFT | Characterized Control Valve | Water | Characterized Control Valve (CCV), 2", 2-way, Cv 240 ¦Configurable Valve Actuator, Non fail-safe, AC/DC 24 V, 2...10 V, MFT/programmable | 1860.00
B254+ARX120-3 | Characterized Control Valve | Water | Characterized Control Valve (CCV), 2", 2-way, Cv 240 ¦Configurable Valve Actuator, Non fail-safe, AC 100...240 V, On/Off, Floating point | 1508.00
B254+ARX24-3 | Characterized Control Valve | Water | Characterized Control Valve (CCV), 2", 2-way, Cv 240 ¦Configurable Valve Actuator, Non fail-safe, AC/DC 24 V, On/Off, Floating point | 1220.00
B254+ARX24-3-S | Characterized Control Valve | Water | Characterized Control Valve (CCV), 2", 2-way, Cv 240 ¦Configurable Valve Actuator, Non fail-safe, AC/DC 24 V, On/Off, Floating point, 1 x SPDT | 1349.00
B254+ARX24-3-T | Characterized Control Valve | Water | Characterized Control Valve (CCV), 2", 2-way, Cv 240 ¦Valve Actuator, Non fail-safe, AC/DC 24 V, On/Off, Floating point, terminals | 1448.00
B254+ARX24-3-T N4 | Characterized Control Valve | Water | Characterized Control Valve (CCV), 2", 2-way, Cv 240 ¦Configurable Valve Actuator, Non fail-safe, AC/DC 24 V, On/Off, Floating point, NEMA 4X, terminals | 1569.00
B254+ARX24-MFT | Characterized Control Valve | Water | Characterized Control Valve (CCV), 2", 2-way, Cv 240 ¦Configurable Valve Actuator, Non fail-safe, AC/DC 24 V, 2...10 V, MFT/programmable | 1724.00
B254+ARX24-MFT95 | Characterized Control Valve | Water | Characterized Control Valve (CCV), 2", 2-way, Cv 240 ¦Configurable Valve Actuator, Non fail-safe, AC/DC 24 V, 0...135 Ω, MFT/programmable | 1802.00
B254+ARX24-MFT-T N4 | Characterized Control Valve | Water | Characterized Control Valve (CCV), 2", 2-way, Cv 240 ¦Configurable Valve Actuator, Non fail-safe, AC/DC 24 V, 2...10 V, NEMA 4X, terminals | 1819.00
B254+ARX24-PC | Characterized Control Valve | Water | Characterized Control Valve (CCV), 2", 2-way, Cv 240 ¦Configurable Valve Actuator, Non fail-safe, AC/DC 24 V, 0...20 V PhC, modulating | 1802.00
B254+ARX24-SR-T N4 | Characterized Control Valve | Water | Characterized Control Valve (CCV), 2", 2-way, Cv 240 ¦Configurable Valve Actuator, Non fail-safe, AC/DC 24 V, 2...10 V, NEMA 4X, terminals | 1747.00
B261 | Characterized Control Valve | Water | Characterized Control Valve (CCV), 2 1/2", 2-way, Cv 60 | 884.00
B261+AFRB24 | Characterized Control Valve | Water | Characterized Control Valve (CCV), 2 1/2", 2-way, Cv 60 ¦Valve Actuator, Spring return, AC/DC 24 V, On/Off | 1466.00
B261+AFRB24-S | Characterized Control Valve | Water | Characterized Control Valve (CCV), 2 1/2", 2-way, Cv 60 ¦Valve Actuator, Spring return, AC/DC 24 V, On/Off, 2 x SPDT | 1576.00
B261+AFRBUP | Characterized Control Valve | Water | Characterized Control Valve (CCV), 2 1/2", 2-way, Cv 60 ¦Valve Actuator, Spring return, AC 24...240 V / DC 24...125 V, On/Off | 1473.00
B261+AFRBUP-S | Characterized Control Valve | Water | Characterized Control Valve (CCV), 2 1/2", 2-way, Cv 60 ¦Valve Actuator, Spring return, AC 24...240 V / DC 24...125 V, On/Off, 2 x SPDT | 1585.00
B261+AFRX24 | Characterized Control Valve | Water | Characterized Control Valve (CCV), 2 1/2", 2-way, Cv 60 ¦Configurable Valve Actuator, Spring return, AC/DC 24 V, On/Off | 1466.00
B261+AFRX24 N4 | Characterized Control Valve | Water | Characterized Control Valve (CCV), 2 1/2", 2-way, Cv 60 ¦Valve Actuator, Spring return, AC/DC 24 V, On/Off, NEMA 4X | 2084.00
B261+AFRX24-MFT | Characterized Control Valve | Water | Characterized Control Valve (CCV), 2 1/2", 2-way, Cv 60 ¦Configurable Valve Actuator, Spring return, AC/DC 24 V, 2...10 V, MFT/programmable | 1638.00
B261+AFRX24-MFT N4 | Characterized Control Valve | Water | Characterized Control Valve (CCV), 2 1/2", 2-way, Cv 60 ¦Valve Actuator, Spring return, AC/DC 24 V, MFT/programmable, NEMA 4X | 2295.00
B261+AFRX24-MFT95 | Characterized Control Valve | Water | Characterized Control Valve (CCV), 2 1/2", 2-way, Cv 60 ¦Configurable Valve Actuator, Spring return, AC/DC 24 V, 0...135 Ω, MFT/programmable | 1586.00
B261+AFRX24-MFT-S | Characterized Control Valve | Water | Characterized Control Valve (CCV), 2 1/2", 2-way, Cv 60 ¦Configurable Valve Actuator, Spring return, AC/DC 24 V, 2...10 V, 2 x SPDT, MFT/programmable | 1749.00
B261+AFRX24-S | Characterized Control Valve | Water | Characterized Control Valve (CCV), 2 1/2", 2-way, Cv 60 ¦Configurable Valve Actuator, Spring return, AC/DC 24 V, On/Off, 2 x SPDT | 1576.00
B261+AFRXUP | Characterized Control Valve | Water | Characterized Control Valve (CCV), 2 1/2", 2-way, Cv 60 ¦Configurable Valve Actuator, Spring return, AC 24...240 V / DC 24...125 V, On/Off | 1473.00
B261+AFRXUP N4 | Characterized Control Valve | Water | Characterized Control Valve (CCV), 2 1/2", 2-way, Cv 60 ¦Valve Actuator, Spring return, AC 24...240 V / DC 24...125 V, On/Off, NEMA 4X | 2270.00
B261+AFRXUP-S | Characterized Control Valve | Water | Characterized Control Valve (CCV), 2 1/2", 2-way, Cv 60 ¦Configurable Valve Actuator, Spring return, AC 24...240 V / DC 24...125 V, On/Off, 2 x SPDT | 1585.00
B261+ARB24-3 | Characterized Control Valve | Water | Characterized Control Valve (CCV), 2 1/2", 2-way, Cv 60 ¦Valve Actuator, Non fail-safe, AC/DC 24 V, On/Off, Floating point | 1226.00
B261+ARB24-3-S | Characterized Control Valve | Water | Characterized Control Valve (CCV), 2 1/2", 2-way, Cv 60 ¦Valve Actuator, Non fail-safe, AC/DC 24 V, On/Off, Floating point, 1 x SPDT | 1356.00
B261+ARQX24-1 | Characterized Control Valve | Water | Characterized Control Valve (CCV), 2 1/2", 2-way, Cv 60 ¦Configurable Valve Actuator, Non fail-safe, AC/DC 24 V, On/Off | 1908.00
B261+ARQX24-MFT | Characterized Control Valve | Water | Characterized Control Valve (CCV), 2 1/2", 2-way, Cv 60 ¦Configurable Valve Actuator, Non fail-safe, AC/DC 24 V, 2...10 V, MFT/programmable | 1966.00
B261+ARX120-3 | Characterized Control Valve | Water | Characterized Control Valve (CCV), 2 1/2", 2-way, Cv 60 ¦Configurable Valve Actuator, Non fail-safe, AC 100...240 V, On/Off, Floating point | 1187.00
B261+ARX24-3 | Characterized Control Valve | Water | Characterized Control Valve (CCV), 2 1/2", 2-way, Cv 60 ¦Configurable Valve Actuator, Non fail-safe, AC/DC 24 V, On/Off, Floating point | 1226.00
B261+ARX24-3-S | Characterized Control Valve | Water | Characterized Control Valve (CCV), 2 1/2", 2-way, Cv 60 ¦Configurable Valve Actuator, Non fail-safe, AC/DC 24 V, On/Off, Floating point, 1 x SPDT | 1356.00
B261+ARX24-3-T | Characterized Control Valve | Water | Characterized Control Valve (CCV), 2 1/2", 2-way, Cv 60 ¦Valve Actuator, Non fail-safe, AC/DC 24 V, On/Off, Floating point, terminals | 1129.00
B261+ARX24-3-T N4 | Characterized Control Valve | Water | Characterized Control Valve (CCV), 2 1/2", 2-way, Cv 60 ¦Configurable Valve Actuator, Non fail-safe, AC/DC 24 V, On/Off, Floating point, NEMA 4X, terminals | 1584.00
B261+ARX24-MFT | Characterized Control Valve | Water | Characterized Control Valve (CCV), 2 1/2", 2-way, Cv 60 ¦Configurable Valve Actuator, Non fail-safe, AC/DC 24 V, 2...10 V, MFT/programmable | 1405.00
B261+ARX24-MFT95 | Characterized Control Valve | Water | Characterized Control Valve (CCV), 2 1/2", 2-way, Cv 60 ¦Configurable Valve Actuator, Non fail-safe, AC/DC 24 V, 0...135 Ω, MFT/programmable | 1534.00
B261+ARX24-MFT-T | Characterized Control Valve | Water | Characterized Control Valve (CCV), 2 1/2", 2-way, Cv 60 ¦Valve Actuator, Non fail-safe, AC/DC 24 V, 2...10 V, terminals, MFT/programmable | 1308.00
B261+ARX24-MFT-T N4 | Characterized Control Valve | Water | Characterized Control Valve (CCV), 2 1/2", 2-way, Cv 60 ¦Configurable Valve Actuator, Non fail-safe, AC/DC 24 V, 2...10 V, NEMA 4X, terminals | 1832.00
B261+ARX24-PC | Characterized Control Valve | Water | Characterized Control Valve (CCV), 2 1/2", 2-way, Cv 60 ¦Configurable Valve Actuator, Non fail-safe, AC/DC 24 V, 0...20 V PhC, modulating | 1534.00
B261+ARX24-SR-T N4 | Characterized Control Valve | Water | Characterized Control Valve (CCV), 2 1/2", 2-way, Cv 60 ¦Configurable Valve Actuator, Non fail-safe, AC/DC 24 V, 2...10 V, NEMA 4X, terminals | 1760.00
B262 | Characterized Control Valve | Water | Characterized Control Valve (CCV), 2 1/2", 2-way, Cv 75 | 963.00
B262+AFRB24 | Characterized Control Valve | Water | Characterized Control Valve (CCV), 2 1/2", 2-way, Cv 75 ¦Valve Actuator, Spring return, AC/DC 24 V, On/Off | 1534.00
B262+AFRB24-S | Characterized Control Valve | Water | Characterized Control Valve (CCV), 2 1/2", 2-way, Cv 75 ¦Valve Actuator, Spring return, AC/DC 24 V, On/Off, 2 x SPDT | 1645.00
B262+AFRBUP | Characterized Control Valve | Water | Characterized Control Valve (CCV), 2 1/2", 2-way, Cv 75 ¦Valve Actuator, Spring return, AC 24...240 V / DC 24...125 V, On/Off | 1565.00
B262+AFRBUP-S | Characterized Control Valve | Water | Characterized Control Valve (CCV), 2 1/2", 2-way, Cv 75 ¦Valve Actuator, Spring return, AC 24...240 V / DC 24...125 V, On/Off, 2 x SPDT | 1675.00
B262+AFRX24 | Characterized Control Valve | Water | Characterized Control Valve (CCV), 2 1/2", 2-way, Cv 75 ¦Configurable Valve Actuator, Spring return, AC/DC 24 V, On/Off | 1534.00
B262+AFRX24 N4 | Characterized Control Valve | Water | Characterized Control Valve (CCV), 2 1/2", 2-way, Cv 75 ¦Valve Actuator, Spring return, AC/DC 24 V, On/Off, NEMA 4X | 2167.00
B262+AFRX24-MFT | Characterized Control Valve | Water | Characterized Control Valve (CCV), 2 1/2", 2-way, Cv 75 ¦Configurable Valve Actuator, Spring return, AC/DC 24 V, 2...10 V, MFT/programmable | 1705.00
B262+AFRX24-MFT N4 | Characterized Control Valve | Water | Characterized Control Valve (CCV), 2 1/2", 2-way, Cv 75 ¦Valve Actuator, Spring return, AC/DC 24 V, MFT/programmable, NEMA 4X | 2377.00
B262+AFRX24-MFT95 | Characterized Control Valve | Water | Characterized Control Valve (CCV), 2 1/2", 2-way, Cv 75 ¦Configurable Valve Actuator, Spring return, AC/DC 24 V, 0...135 Ω, MFT/programmable | 1671.00
B262+AFRX24-MFT-S | Characterized Control Valve | Water | Characterized Control Valve (CCV), 2 1/2", 2-way, Cv 75 ¦Configurable Valve Actuator, Spring return, AC/DC 24 V, 2...10 V, 2 x SPDT, MFT/programmable | 1816.00
B262+AFRX24-S | Characterized Control Valve | Water | Characterized Control Valve (CCV), 2 1/2", 2-way, Cv 75 ¦Configurable Valve Actuator, Spring return, AC/DC 24 V, On/Off, 2 x SPDT | 1645.00
B262+AFRXUP | Characterized Control Valve | Water | Characterized Control Valve (CCV), 2 1/2", 2-way, Cv 75 ¦Configurable Valve Actuator, Spring return, AC 24...240 V / DC 24...125 V, On/Off | 1565.00
B262+AFRXUP N4 | Characterized Control Valve | Water | Characterized Control Valve (CCV), 2 1/2", 2-way, Cv 75 ¦Valve Actuator, Spring return, AC 24...240 V / DC 24...125 V, On/Off, NEMA 4X | 2362.00
B262+AFRXUP-S | Characterized Control Valve | Water | Characterized Control Valve (CCV), 2 1/2", 2-way, Cv 75 ¦Configurable Valve Actuator, Spring return, AC 24...240 V / DC 24...125 V, On/Off, 2 x SPDT | 1675.00
B262+ARB24-3 | Characterized Control Valve | Water | Characterized Control Valve (CCV), 2 1/2", 2-way, Cv 75 ¦Valve Actuator, Non fail-safe, AC/DC 24 V, On/Off, Floating point | 1229.00
B262+ARB24-3-S | Characterized Control Valve | Water | Characterized Control Valve (CCV), 2 1/2", 2-way, Cv 75 ¦Valve Actuator, Non fail-safe, AC/DC 24 V, On/Off, Floating point, 1 x SPDT | 1359.00
B262+ARQX24-1 | Characterized Control Valve | Water | Characterized Control Valve (CCV), 2 1/2", 2-way, Cv 75 ¦Configurable Valve Actuator, Non fail-safe, AC/DC 24 V, On/Off | 1987.00
B262+ARQX24-MFT | Characterized Control Valve | Water | Characterized Control Valve (CCV), 2 1/2", 2-way, Cv 75 ¦Configurable Valve Actuator, Non fail-safe, AC/DC 24 V, 2...10 V, MFT/programmable | 2043.00
B262+ARX120-3 | Characterized Control Valve | Water | Characterized Control Valve (CCV), 2 1/2", 2-way, Cv 75 ¦Configurable Valve Actuator, Non fail-safe, AC 100...240 V, On/Off, Floating point | 1275.00
B262+ARX24-3 | Characterized Control Valve | Water | Characterized Control Valve (CCV), 2 1/2", 2-way, Cv 75 ¦Configurable Valve Actuator, Non fail-safe, AC/DC 24 V, On/Off, Floating point | 1229.00
B262+ARX24-3-S | Characterized Control Valve | Water | Characterized Control Valve (CCV), 2 1/2", 2-way, Cv 75 ¦Configurable Valve Actuator, Non fail-safe, AC/DC 24 V, On/Off, Floating point, 1 x SPDT | 1359.00
B262+ARX24-3-T | Characterized Control Valve | Water | Characterized Control Valve (CCV), 2 1/2", 2-way, Cv 75 ¦Valve Actuator, Non fail-safe, AC/DC 24 V, On/Off, Floating point, terminals | 1211.00
B262+ARX24-3-T N4 | Characterized Control Valve | Water | Characterized Control Valve (CCV), 2 1/2", 2-way, Cv 75 ¦Configurable Valve Actuator, Non fail-safe, AC/DC 24 V, On/Off, Floating point, NEMA 4X, terminals | 1586.00
B262+ARX24-MFT | Characterized Control Valve | Water | Characterized Control Valve (CCV), 2 1/2", 2-way, Cv 75 ¦Configurable Valve Actuator, Non fail-safe, AC/DC 24 V, 2...10 V, MFT/programmable | 1488.00
B262+ARX24-MFT95 | Characterized Control Valve | Water | Characterized Control Valve (CCV), 2 1/2", 2-way, Cv 75 ¦Configurable Valve Actuator, Non fail-safe, AC/DC 24 V, 0...135 Ω, MFT/programmable | 1614.00
B262+ARX24-MFT-T N4 | Characterized Control Valve | Water | Characterized Control Valve (CCV), 2 1/2", 2-way, Cv 75 ¦Configurable Valve Actuator, Non fail-safe, AC/DC 24 V, 2...10 V, NEMA 4X, terminals | 1835.00
B262+ARX24-PC | Characterized Control Valve | Water | Characterized Control Valve (CCV), 2 1/2", 2-way, Cv 75 ¦Configurable Valve Actuator, Non fail-safe, AC/DC 24 V, 0...20 V PhC, modulating | 1614.00
B262+ARX24-SR-T N4 | Characterized Control Valve | Water | Characterized Control Valve (CCV), 2 1/2", 2-way, Cv 75 ¦Configurable Valve Actuator, Non fail-safe, AC/DC 24 V, 2...10 V, NEMA 4X, terminals | 1762.00
B263 | Characterized Control Valve | Water | Characterized Control Valve (CCV), 2 1/2", 2-way, Cv 110 | 1038.00
B263+AFRB24 | Characterized Control Valve | Water | Characterized Control Valve (CCV), 2 1/2", 2-way, Cv 110 ¦Valve Actuator, Spring return, AC/DC 24 V, On/Off | 1611.00
B263+AFRB24-S | Characterized Control Valve | Water | Characterized Control Valve (CCV), 2 1/2", 2-way, Cv 110 ¦Valve Actuator, Spring return, AC/DC 24 V, On/Off, 2 x SPDT | 1723.00
B263+AFRBUP | Characterized Control Valve | Water | Characterized Control Valve (CCV), 2 1/2", 2-way, Cv 110 ¦Valve Actuator, Spring return, AC 24...240 V / DC 24...125 V, On/Off | 1647.00
B263+AFRBUP-S | Characterized Control Valve | Water | Characterized Control Valve (CCV), 2 1/2", 2-way, Cv 110 ¦Valve Actuator, Spring return, AC 24...240 V / DC 24...125 V, On/Off, 2 x SPDT | 1757.00
B263+AFRX24 | Characterized Control Valve | Water | Characterized Control Valve (CCV), 2 1/2", 2-way, Cv 110 ¦Configurable Valve Actuator, Spring return, AC/DC 24 V, On/Off | 1611.00
B263+AFRX24 N4 | Characterized Control Valve | Water | Characterized Control Valve (CCV), 2 1/2", 2-way, Cv 110 ¦Valve Actuator, Spring return, AC/DC 24 V, On/Off, NEMA 4X | 2254.00
B263+AFRX24-MFT | Characterized Control Valve | Water | Characterized Control Valve (CCV), 2 1/2", 2-way, Cv 110 ¦Configurable Valve Actuator, Spring return, AC/DC 24 V, 2...10 V, MFT/programmable | 1783.00
B263+AFRX24-MFT N4 | Characterized Control Valve | Water | Characterized Control Valve (CCV), 2 1/2", 2-way, Cv 110 ¦Valve Actuator, Spring return, AC/DC 24 V, MFT/programmable, NEMA 4X | 2464.00
B263+AFRX24-MFT95 | Characterized Control Valve | Water | Characterized Control Valve (CCV), 2 1/2", 2-way, Cv 110 ¦Configurable Valve Actuator, Spring return, AC/DC 24 V, 0...135 Ω, MFT/programmable | 1753.00
B263+AFRX24-MFT-S | Characterized Control Valve | Water | Characterized Control Valve (CCV), 2 1/2", 2-way, Cv 110 ¦Configurable Valve Actuator, Spring return, AC/DC 24 V, 2...10 V, 2 x SPDT, MFT/programmable | 1894.00
B263+AFRX24-S | Characterized Control Valve | Water | Characterized Control Valve (CCV), 2 1/2", 2-way, Cv 110 ¦Configurable Valve Actuator, Spring return, AC/DC 24 V, On/Off, 2 x SPDT | 1723.00
B263+AFRXUP | Characterized Control Valve | Water | Characterized Control Valve (CCV), 2 1/2", 2-way, Cv 110 ¦Configurable Valve Actuator, Spring return, AC 24...240 V / DC 24...125 V, On/Off | 1647.00
B263+AFRXUP N4 | Characterized Control Valve | Water | Characterized Control Valve (CCV), 2 1/2", 2-way, Cv 110 ¦Valve Actuator, Spring return, AC 24...240 V / DC 24...125 V, On/Off, NEMA 4X | 2443.00
B263+AFRXUP-S | Characterized Control Valve | Water | Characterized Control Valve (CCV), 2 1/2", 2-way, Cv 110 ¦Configurable Valve Actuator, Spring return, AC 24...240 V / DC 24...125 V, On/Off, 2 x SPDT | 1757.00
B263+ARB24-3 | Characterized Control Valve | Water | Characterized Control Valve (CCV), 2 1/2", 2-way, Cv 110 ¦Valve Actuator, Non fail-safe, AC/DC 24 V, On/Off, Floating point | 1311.00
B263+ARB24-3-S | Characterized Control Valve | Water | Characterized Control Valve (CCV), 2 1/2", 2-way, Cv 110 ¦Valve Actuator, Non fail-safe, AC/DC 24 V, On/Off, Floating point, 1 x SPDT | 1441.00
B263+ARQX24-1 | Characterized Control Valve | Water | Characterized Control Valve (CCV), 2 1/2", 2-way, Cv 110 ¦Configurable Valve Actuator, Non fail-safe, AC/DC 24 V, On/Off | 2025.00
B263+ARQX24-MFT | Characterized Control Valve | Water | Characterized Control Valve (CCV), 2 1/2", 2-way, Cv 110 ¦Configurable Valve Actuator, Non fail-safe, AC/DC 24 V, 2...10 V, MFT/programmable | 2081.00
B263+ARX120-3 | Characterized Control Valve | Water | Characterized Control Valve (CCV), 2 1/2", 2-way, Cv 110 ¦Configurable Valve Actuator, Non fail-safe, AC 100...240 V, On/Off, Floating point | 1351.00
B263+ARX24-3 | Characterized Control Valve | Water | Characterized Control Valve (CCV), 2 1/2", 2-way, Cv 110 ¦Configurable Valve Actuator, Non fail-safe, AC/DC 24 V, On/Off, Floating point | 1311.00
B263+ARX24-3-S | Characterized Control Valve | Water | Characterized Control Valve (CCV), 2 1/2", 2-way, Cv 110 ¦Configurable Valve Actuator, Non fail-safe, AC/DC 24 V, On/Off, Floating point, 1 x SPDT | 1441.00
B263+ARX24-3-T | Characterized Control Valve | Water | Characterized Control Valve (CCV), 2 1/2", 2-way, Cv 110 ¦Valve Actuator, Non fail-safe, AC/DC 24 V, On/Off, Floating point, terminals | 1294.00
B263+ARX24-3-T N4 | Characterized Control Valve | Water | Characterized Control Valve (CCV), 2 1/2", 2-way, Cv 110 ¦Configurable Valve Actuator, Non fail-safe, AC/DC 24 V, On/Off, Floating point, NEMA 4X, terminals | 1589.00
B263+ARX24-MFT | Characterized Control Valve | Water | Characterized Control Valve (CCV), 2 1/2", 2-way, Cv 110 ¦Configurable Valve Actuator, Non fail-safe, AC/DC 24 V, 2...10 V, MFT/programmable | 1570.00
B263+ARX24-MFT95 | Characterized Control Valve | Water | Characterized Control Valve (CCV), 2 1/2", 2-way, Cv 110 ¦Configurable Valve Actuator, Non fail-safe, AC/DC 24 V, 0...135 Ω, MFT/programmable | 1699.00
B263+ARX24-MFT-T N4 | Characterized Control Valve | Water | Characterized Control Valve (CCV), 2 1/2", 2-way, Cv 110 ¦Configurable Valve Actuator, Non fail-safe, AC/DC 24 V, 2...10 V, NEMA 4X, terminals | 1837.00
B263+ARX24-PC | Characterized Control Valve | Water | Characterized Control Valve (CCV), 2 1/2", 2-way, Cv 110 ¦Configurable Valve Actuator, Non fail-safe, AC/DC 24 V, 0...20 V PhC, modulating | 1699.00
B263+ARX24-SR-T N4 | Characterized Control Valve | Water | Characterized Control Valve (CCV), 2 1/2", 2-way, Cv 110 ¦Configurable Valve Actuator, Non fail-safe, AC/DC 24 V, 2...10 V, NEMA 4X, terminals | 1764.00
B264 | Characterized Control Valve | Water | Characterized Control Valve (CCV), 2 1/2", 2-way, Cv 150 | 1254.00
B264+AFRB24 | Characterized Control Valve | Water | Characterized Control Valve (CCV), 2 1/2", 2-way, Cv 150 ¦Valve Actuator, Spring return, AC/DC 24 V, On/Off | 1649.00
B264+AFRB24-S | Characterized Control Valve | Water | Characterized Control Valve (CCV), 2 1/2", 2-way, Cv 150 ¦Valve Actuator, Spring return, AC/DC 24 V, On/Off, 2 x SPDT | 1760.00
B264+AFRBUP | Characterized Control Valve | Water | Characterized Control Valve (CCV), 2 1/2", 2-way, Cv 150 ¦Valve Actuator, Spring return, AC 24...240 V / DC 24...125 V, On/Off | 1729.00
B264+AFRBUP-S | Characterized Control Valve | Water | Characterized Control Valve (CCV), 2 1/2", 2-way, Cv 150 ¦Valve Actuator, Spring return, AC 24...240 V / DC 24...125 V, On/Off, 2 x SPDT | 1841.00
B264+AFRX24 | Characterized Control Valve | Water | Characterized Control Valve (CCV), 2 1/2", 2-way, Cv 150 ¦Configurable Valve Actuator, Spring return, AC/DC 24 V, On/Off | 1649.00
B264+AFRX24 N4 | Characterized Control Valve | Water | Characterized Control Valve (CCV), 2 1/2", 2-way, Cv 150 ¦Valve Actuator, Spring return, AC/DC 24 V, On/Off, NEMA 4X | 2335.00
B264+AFRX24-MFT | Characterized Control Valve | Water | Characterized Control Valve (CCV), 2 1/2", 2-way, Cv 150 ¦Configurable Valve Actuator, Spring return, AC/DC 24 V, 2...10 V, MFT/programmable | 1820.00
B264+AFRX24-MFT N4 | Characterized Control Valve | Water | Characterized Control Valve (CCV), 2 1/2", 2-way, Cv 150 ¦Valve Actuator, Spring return, AC/DC 24 V, MFT/programmable, NEMA 4X | 2546.00
B264+AFRX24-MFT95 | Characterized Control Valve | Water | Characterized Control Valve (CCV), 2 1/2", 2-way, Cv 150 ¦Configurable Valve Actuator, Spring return, AC/DC 24 V, 0...135 Ω, MFT/programmable | 1839.00
B264+AFRX24-MFT-S | Characterized Control Valve | Water | Characterized Control Valve (CCV), 2 1/2", 2-way, Cv 150 ¦Configurable Valve Actuator, Spring return, AC/DC 24 V, 2...10 V, 2 x SPDT, MFT/programmable | 1931.00
B264+AFRX24-S | Characterized Control Valve | Water | Characterized Control Valve (CCV), 2 1/2", 2-way, Cv 150 ¦Configurable Valve Actuator, Spring return, AC/DC 24 V, On/Off, 2 x SPDT | 1760.00
B264+AFRXUP | Characterized Control Valve | Water | Characterized Control Valve (CCV), 2 1/2", 2-way, Cv 150 ¦Configurable Valve Actuator, Spring return, AC 24...240 V / DC 24...125 V, On/Off | 1729.00
B264+AFRXUP N4 | Characterized Control Valve | Water | Characterized Control Valve (CCV), 2 1/2", 2-way, Cv 150 ¦Valve Actuator, Spring return, AC 24...240 V / DC 24...125 V, On/Off, NEMA 4X | 2527.00
B264+AFRXUP-S | Characterized Control Valve | Water | Characterized Control Valve (CCV), 2 1/2", 2-way, Cv 150 ¦Configurable Valve Actuator, Spring return, AC 24...240 V / DC 24...125 V, On/Off, 2 x SPDT | 1841.00
B264+ARB24-3 | Characterized Control Valve | Water | Characterized Control Valve (CCV), 2 1/2", 2-way, Cv 150 ¦Valve Actuator, Non fail-safe, AC/DC 24 V, On/Off, Floating point | 1399.00
B264+ARB24-3-S | Characterized Control Valve | Water | Characterized Control Valve (CCV), 2 1/2", 2-way, Cv 150 ¦Valve Actuator, Non fail-safe, AC/DC 24 V, On/Off, Floating point, 1 x SPDT | 1528.00
B264+ARQX24-1 | Characterized Control Valve | Water | Characterized Control Valve (CCV), 2 1/2", 2-way, Cv 150 ¦Configurable Valve Actuator, Non fail-safe, AC/DC 24 V, On/Off | 2117.00
B264+ARQX24-MFT | Characterized Control Valve | Water | Characterized Control Valve (CCV), 2 1/2", 2-way, Cv 150 ¦Configurable Valve Actuator, Non fail-safe, AC/DC 24 V, 2...10 V, MFT/programmable | 2172.00
B264+ARX120-3 | Characterized Control Valve | Water | Characterized Control Valve (CCV), 2 1/2", 2-way, Cv 150 ¦Configurable Valve Actuator, Non fail-safe, AC 100...240 V, On/Off, Floating point | 1441.00
B264+ARX24-3 | Characterized Control Valve | Water | Characterized Control Valve (CCV), 2 1/2", 2-way, Cv 150 ¦Configurable Valve Actuator, Non fail-safe, AC/DC 24 V, On/Off, Floating point | 1399.00
B264+ARX24-3-S | Characterized Control Valve | Water | Characterized Control Valve (CCV), 2 1/2", 2-way, Cv 150 ¦Configurable Valve Actuator, Non fail-safe, AC/DC 24 V, On/Off, Floating point, 1 x SPDT | 1528.00
B264+ARX24-3-T | Characterized Control Valve | Water | Characterized Control Valve (CCV), 2 1/2", 2-way, Cv 150 ¦Valve Actuator, Non fail-safe, AC/DC 24 V, On/Off, Floating point, terminals | 1378.00
B264+ARX24-3-T N4 | Characterized Control Valve | Water | Characterized Control Valve (CCV), 2 1/2", 2-way, Cv 150 ¦Configurable Valve Actuator, Non fail-safe, AC/DC 24 V, On/Off, Floating point, NEMA 4X, terminals | 1672.00
B264+ARX24-MFT | Characterized Control Valve | Water | Characterized Control Valve (CCV), 2 1/2", 2-way, Cv 150 ¦Configurable Valve Actuator, Non fail-safe, AC/DC 24 V, 2...10 V, MFT/programmable | 1657.00
B264+ARX24-MFT95 | Characterized Control Valve | Water | Characterized Control Valve (CCV), 2 1/2", 2-way, Cv 150 ¦Configurable Valve Actuator, Non fail-safe, AC/DC 24 V, 0...135 Ω, MFT/programmable | 1765.00
B264+ARX24-MFT-T | Characterized Control Valve | Water | Characterized Control Valve (CCV), 2 1/2", 2-way, Cv 150 ¦Valve Actuator, Non fail-safe, AC/DC 24 V, 2...10 V, terminals, MFT/programmable | 1630.00
B264+ARX24-MFT-T N4 | Characterized Control Valve | Water | Characterized Control Valve (CCV), 2 1/2", 2-way, Cv 150 ¦Configurable Valve Actuator, Non fail-safe, AC/DC 24 V, 2...10 V, NEMA 4X, terminals | 1923.00
B264+ARX24-PC | Characterized Control Valve | Water | Characterized Control Valve (CCV), 2 1/2", 2-way, Cv 150 ¦Configurable Valve Actuator, Non fail-safe, AC/DC 24 V, 0...20 V PhC, modulating | 1765.00
B264+ARX24-SR-T N4 | Characterized Control Valve | Water | Characterized Control Valve (CCV), 2 1/2", 2-way, Cv 150 ¦Configurable Valve Actuator, Non fail-safe, AC/DC 24 V, 2...10 V, NEMA 4X, terminals | 1850.00
B265 | Characterized Control Valve | Water | Characterized Control Valve (CCV), 2 1/2", 2-way, Cv 210 | 1283.00
B265+AFRB24 | Characterized Control Valve | Water | Characterized Control Valve (CCV), 2 1/2", 2-way, Cv 210 ¦Valve Actuator, Spring return, AC/DC 24 V, On/Off | 1827.00
B265+AFRB24-S | Characterized Control Valve | Water | Characterized Control Valve (CCV), 2 1/2", 2-way, Cv 210 ¦Valve Actuator, Spring return, AC/DC 24 V, On/Off, 2 x SPDT | 1938.00
B265+AFRBUP | Characterized Control Valve | Water | Characterized Control Valve (CCV), 2 1/2", 2-way, Cv 210 ¦Valve Actuator, Spring return, AC 24...240 V / DC 24...125 V, On/Off | 1901.00
B265+AFRBUP-S | Characterized Control Valve | Water | Characterized Control Valve (CCV), 2 1/2", 2-way, Cv 210 ¦Valve Actuator, Spring return, AC 24...240 V / DC 24...125 V, On/Off, 2 x SPDT | 2014.00
B265+AFRX24 | Characterized Control Valve | Water | Characterized Control Valve (CCV), 2 1/2", 2-way, Cv 210 ¦Configurable Valve Actuator, Spring return, AC/DC 24 V, On/Off | 1827.00
B265+AFRX24 N4 | Characterized Control Valve | Water | Characterized Control Valve (CCV), 2 1/2", 2-way, Cv 210 ¦Valve Actuator, Spring return, AC/DC 24 V, On/Off, NEMA 4X | 2514.00
B265+AFRX24-MFT | Characterized Control Valve | Water | Characterized Control Valve (CCV), 2 1/2", 2-way, Cv 210 ¦Configurable Valve Actuator, Spring return, AC/DC 24 V, 2...10 V, MFT/programmable | 1996.00
B265+AFRX24-MFT N4 | Characterized Control Valve | Water | Characterized Control Valve (CCV), 2 1/2", 2-way, Cv 210 ¦Valve Actuator, Spring return, AC/DC 24 V, MFT/programmable, NEMA 4X | 2724.00
B265+AFRX24-MFT95 | Characterized Control Valve | Water | Characterized Control Valve (CCV), 2 1/2", 2-way, Cv 210 ¦Configurable Valve Actuator, Spring return, AC/DC 24 V, 0...135 Ω, MFT/programmable | 2009.00
B265+AFRX24-MFT-S | Characterized Control Valve | Water | Characterized Control Valve (CCV), 2 1/2", 2-way, Cv 210 ¦Configurable Valve Actuator, Spring return, AC/DC 24 V, 2...10 V, 2 x SPDT, MFT/programmable | 2107.00
B265+AFRX24-MFT-S N4 | Characterized Control Valve | Water | Characterized Control Valve (CCV), 2 1/2", 2-way, Cv 210 ¦Valve Actuator, Spring return, AC/DC 24 V, MFT/programmable, 2 x SPDT, NEMA 4X | 2836.00
B265+AFRX24-S | Characterized Control Valve | Water | Characterized Control Valve (CCV), 2 1/2", 2-way, Cv 210 ¦Configurable Valve Actuator, Spring return, AC/DC 24 V, On/Off, 2 x SPDT | 1938.00
B265+AFRXUP | Characterized Control Valve | Water | Characterized Control Valve (CCV), 2 1/2", 2-way, Cv 210 ¦Configurable Valve Actuator, Spring return, AC 24...240 V / DC 24...125 V, On/Off | 1901.00
B265+AFRXUP N4 | Characterized Control Valve | Water | Characterized Control Valve (CCV), 2 1/2", 2-way, Cv 210 ¦Valve Actuator, Spring return, AC 24...240 V / DC 24...125 V, On/Off, NEMA 4X | 2699.00
B265+AFRXUP-S | Characterized Control Valve | Water | Characterized Control Valve (CCV), 2 1/2", 2-way, Cv 210 ¦Configurable Valve Actuator, Spring return, AC 24...240 V / DC 24...125 V, On/Off, 2 x SPDT | 2014.00
B265+AFRXUP-S N4 | Characterized Control Valve | Water | Characterized Control Valve (CCV), 2 1/2", 2-way, Cv 210 ¦Valve Actuator, Spring return, AC 24...240 V / DC 24...125 V, On/Off, 2 x SPDT, NEMA 4X | 2741.00
B265+ARB24-3 | Characterized Control Valve | Water | Characterized Control Valve (CCV), 2 1/2", 2-way, Cv 210 ¦Valve Actuator, Non fail-safe, AC/DC 24 V, On/Off, Floating point | 1571.00
B265+ARB24-3-S | Characterized Control Valve | Water | Characterized Control Valve (CCV), 2 1/2", 2-way, Cv 210 ¦Valve Actuator, Non fail-safe, AC/DC 24 V, On/Off, Floating point, 1 x SPDT | 1700.00
B265+ARQX24-1 | Characterized Control Valve | Water | Characterized Control Valve (CCV), 2 1/2", 2-way, Cv 210 ¦Configurable Valve Actuator, Non fail-safe, AC/DC 24 V, On/Off | 2209.00
B265+ARQX24-MFT | Characterized Control Valve | Water | Characterized Control Valve (CCV), 2 1/2", 2-way, Cv 210 ¦Configurable Valve Actuator, Non fail-safe, AC/DC 24 V, 2...10 V, MFT/programmable | 2266.00
B265+ARX120-3 | Characterized Control Valve | Water | Characterized Control Valve (CCV), 2 1/2", 2-way, Cv 210 ¦Configurable Valve Actuator, Non fail-safe, AC 100...240 V, On/Off, Floating point | 1611.00
B265+ARX24-3 | Characterized Control Valve | Water | Characterized Control Valve (CCV), 2 1/2", 2-way, Cv 210 ¦Configurable Valve Actuator, Non fail-safe, AC/DC 24 V, On/Off, Floating point | 1571.00
B265+ARX24-3-S | Characterized Control Valve | Water | Characterized Control Valve (CCV), 2 1/2", 2-way, Cv 210 ¦Configurable Valve Actuator, Non fail-safe, AC/DC 24 V, On/Off, Floating point, 1 x SPDT | 1700.00
B265+ARX24-3-T | Characterized Control Valve | Water | Characterized Control Valve (CCV), 2 1/2", 2-way, Cv 210 ¦Valve Actuator, Non fail-safe, AC/DC 24 V, On/Off, Floating point, terminals | 1555.00
B265+ARX24-3-T N4 | Characterized Control Valve | Water | Characterized Control Valve (CCV), 2 1/2", 2-way, Cv 210 ¦Configurable Valve Actuator, Non fail-safe, AC/DC 24 V, On/Off, Floating point, NEMA 4X, terminals | 1755.00
B265+ARX24-MFT | Characterized Control Valve | Water | Characterized Control Valve (CCV), 2 1/2", 2-way, Cv 210 ¦Configurable Valve Actuator, Non fail-safe, AC/DC 24 V, 2...10 V, MFT/programmable | 1673.00
B265+ARX24-MFT95 | Characterized Control Valve | Water | Characterized Control Valve (CCV), 2 1/2", 2-way, Cv 210 ¦Configurable Valve Actuator, Non fail-safe, AC/DC 24 V, 0...135 Ω, MFT/programmable | 1960.00
B265+ARX24-MFT-T N4 | Characterized Control Valve | Water | Characterized Control Valve (CCV), 2 1/2", 2-way, Cv 210 ¦Configurable Valve Actuator, Non fail-safe, AC/DC 24 V, 2...10 V, NEMA 4X, terminals | 2005.00
B265+ARX24-PC | Characterized Control Valve | Water | Characterized Control Valve (CCV), 2 1/2", 2-way, Cv 210 ¦Configurable Valve Actuator, Non fail-safe, AC/DC 24 V, 0...20 V PhC, modulating | 1960.00
B265+ARX24-SR-T N4 | Characterized Control Valve | Water | Characterized Control Valve (CCV), 2 1/2", 2-way, Cv 210 ¦Configurable Valve Actuator, Non fail-safe, AC/DC 24 V, 2...10 V, NEMA 4X, terminals | 1932.00
B277 | Characterized Control Valve | Water | Characterized Control Valve (CCV), 3", 2-way, Cv 70 | 1094.00
B277+AFRB24 | Characterized Control Valve | Water | Characterized Control Valve (CCV), 3", 2-way, Cv 70 ¦Valve Actuator, Spring return, AC/DC 24 V, On/Off | 1668.00
B277+AFRB24-S | Characterized Control Valve | Water | Characterized Control Valve (CCV), 3", 2-way, Cv 70 ¦Valve Actuator, Spring return, AC/DC 24 V, On/Off, 2 x SPDT | 1778.00
B277+AFRBUP | Characterized Control Valve | Water | Characterized Control Valve (CCV), 3", 2-way, Cv 70 ¦Valve Actuator, Spring return, AC 24...240 V / DC 24...125 V, On/Off | 1745.00
B277+AFRBUP-S | Characterized Control Valve | Water | Characterized Control Valve (CCV), 3", 2-way, Cv 70 ¦Valve Actuator, Spring return, AC 24...240 V / DC 24...125 V, On/Off, 2 x SPDT | 1856.00
B277+AFRX24 | Characterized Control Valve | Water | Characterized Control Valve (CCV), 3", 2-way, Cv 70 ¦Configurable Valve Actuator, Spring return, AC/DC 24 V, On/Off | 1668.00
B277+AFRX24 N4 | Characterized Control Valve | Water | Characterized Control Valve (CCV), 3", 2-way, Cv 70 ¦Valve Actuator, Spring return, AC/DC 24 V, On/Off, NEMA 4X | 2354.00
B277+AFRX24-MFT | Characterized Control Valve | Water | Characterized Control Valve (CCV), 3", 2-way, Cv 70 ¦Configurable Valve Actuator, Spring return, AC/DC 24 V, 2...10 V, MFT/programmable | 1839.00
B277+AFRX24-MFT N4 | Characterized Control Valve | Water | Characterized Control Valve (CCV), 3", 2-way, Cv 70 ¦Valve Actuator, Spring return, AC/DC 24 V, MFT/programmable, NEMA 4X | 2564.00
B277+AFRX24-MFT95 | Characterized Control Valve | Water | Characterized Control Valve (CCV), 3", 2-way, Cv 70 ¦Configurable Valve Actuator, Spring return, AC/DC 24 V, 0...135 Ω, MFT/programmable | 1855.00
B277+AFRX24-MFT-S | Characterized Control Valve | Water | Characterized Control Valve (CCV), 3", 2-way, Cv 70 ¦Configurable Valve Actuator, Spring return, AC/DC 24 V, 2...10 V, 2 x SPDT, MFT/programmable | 1951.00
B277+AFRX24-S | Characterized Control Valve | Water | Characterized Control Valve (CCV), 3", 2-way, Cv 70 ¦Configurable Valve Actuator, Spring return, AC/DC 24 V, On/Off, 2 x SPDT | 1778.00
B277+AFRXUP | Characterized Control Valve | Water | Characterized Control Valve (CCV), 3", 2-way, Cv 70 ¦Configurable Valve Actuator, Spring return, AC 24...240 V / DC 24...125 V, On/Off | 1745.00
B277+AFRXUP N4 | Characterized Control Valve | Water | Characterized Control Valve (CCV), 3", 2-way, Cv 70 ¦Valve Actuator, Spring return, AC 24...240 V / DC 24...125 V, On/Off, NEMA 4X | 2542.00
B277+AFRXUP-S | Characterized Control Valve | Water | Characterized Control Valve (CCV), 3", 2-way, Cv 70 ¦Configurable Valve Actuator, Spring return, AC 24...240 V / DC 24...125 V, On/Off, 2 x SPDT | 1856.00
B277+ARB24-3 | Characterized Control Valve | Water | Characterized Control Valve (CCV), 3", 2-way, Cv 70 ¦Valve Actuator, Non fail-safe, AC/DC 24 V, On/Off, Floating point | 1415.00
B277+ARB24-3-S | Characterized Control Valve | Water | Characterized Control Valve (CCV), 3", 2-way, Cv 70 ¦Valve Actuator, Non fail-safe, AC/DC 24 V, On/Off, Floating point, 1 x SPDT | 1544.00
B277+ARQX24-1 | Characterized Control Valve | Water | Characterized Control Valve (CCV), 3", 2-way, Cv 70 ¦Configurable Valve Actuator, Non fail-safe, AC/DC 24 V, On/Off | 2301.00
B277+ARQX24-MFT | Characterized Control Valve | Water | Characterized Control Valve (CCV), 3", 2-way, Cv 70 ¦Configurable Valve Actuator, Non fail-safe, AC/DC 24 V, 2...10 V, MFT/programmable | 2358.00
B277+ARX120-3 | Characterized Control Valve | Water | Characterized Control Valve (CCV), 3", 2-way, Cv 70 ¦Configurable Valve Actuator, Non fail-safe, AC 100...240 V, On/Off, Floating point | 1456.00
B277+ARX24-3 | Characterized Control Valve | Water | Characterized Control Valve (CCV), 3", 2-way, Cv 70 ¦Configurable Valve Actuator, Non fail-safe, AC/DC 24 V, On/Off, Floating point | 1415.00
B277+ARX24-3-S | Characterized Control Valve | Water | Characterized Control Valve (CCV), 3", 2-way, Cv 70 ¦Configurable Valve Actuator, Non fail-safe, AC/DC 24 V, On/Off, Floating point, 1 x SPDT | 1544.00
B277+ARX24-3-T | Characterized Control Valve | Water | Characterized Control Valve (CCV), 3", 2-way, Cv 70 ¦Valve Actuator, Non fail-safe, AC/DC 24 V, On/Off, Floating point, terminals | 1399.00
B277+ARX24-3-T N4 | Characterized Control Valve | Water | Characterized Control Valve (CCV), 3", 2-way, Cv 70 ¦Configurable Valve Actuator, Non fail-safe, AC/DC 24 V, On/Off, Floating point, NEMA 4X, terminals | 1775.00
B277+ARX24-MFT | Characterized Control Valve | Water | Characterized Control Valve (CCV), 3", 2-way, Cv 70 ¦Configurable Valve Actuator, Non fail-safe, AC/DC 24 V, 2...10 V, MFT/programmable | 1674.00
B277+ARX24-MFT95 | Characterized Control Valve | Water | Characterized Control Valve (CCV), 3", 2-way, Cv 70 ¦Configurable Valve Actuator, Non fail-safe, AC/DC 24 V, 0...135 Ω, MFT/programmable | 1785.00
B277+ARX24-MFT-T | Characterized Control Valve | Water | Characterized Control Valve (CCV), 3", 2-way, Cv 70 ¦Valve Actuator, Non fail-safe, AC/DC 24 V, 2...10 V, terminals, MFT/programmable | 1658.00
B277+ARX24-MFT-T N4 | Characterized Control Valve | Water | Characterized Control Valve (CCV), 3", 2-way, Cv 70 ¦Configurable Valve Actuator, Non fail-safe, AC/DC 24 V, 2...10 V, NEMA 4X, terminals | 2023.00
B277+ARX24-PC | Characterized Control Valve | Water | Characterized Control Valve (CCV), 3", 2-way, Cv 70 ¦Configurable Valve Actuator, Non fail-safe, AC/DC 24 V, 0...20 V PhC, modulating | 1785.00
B277+ARX24-SR-T | Characterized Control Valve | Water | Characterized Control Valve (CCV), 3", 2-way, Cv 70 ¦Configurable Valve Actuator, Non fail-safe, AC/DC 24 V, 2...10 V, terminals, modulating | 1674.00
B277+ARX24-SR-T N4 | Characterized Control Valve | Water | Characterized Control Valve (CCV), 3", 2-way, Cv 70 ¦Configurable Valve Actuator, Non fail-safe, AC/DC 24 V, 2...10 V, NEMA 4X, terminals | 1951.00
B278 | Characterized Control Valve | Water | Characterized Control Valve (CCV), 3", 2-way, Cv 130 | 1206.00
B278+AFRB24 | Characterized Control Valve | Water | Characterized Control Valve (CCV), 3", 2-way, Cv 130 ¦Valve Actuator, Spring return, AC/DC 24 V, On/Off | 1755.00
B278+AFRB24-S | Characterized Control Valve | Water | Characterized Control Valve (CCV), 3", 2-way, Cv 130 ¦Valve Actuator, Spring return, AC/DC 24 V, On/Off, 2 x SPDT | 1866.00
B278+AFRBUP | Characterized Control Valve | Water | Characterized Control Valve (CCV), 3", 2-way, Cv 130 ¦Valve Actuator, Spring return, AC 24...240 V / DC 24...125 V, On/Off | 1838.00
B278+AFRBUP-S | Characterized Control Valve | Water | Characterized Control Valve (CCV), 3", 2-way, Cv 130 ¦Valve Actuator, Spring return, AC 24...240 V / DC 24...125 V, On/Off, 2 x SPDT | 1950.00
B278+AFRX24 | Characterized Control Valve | Water | Characterized Control Valve (CCV), 3", 2-way, Cv 130 ¦Configurable Valve Actuator, Spring return, AC/DC 24 V, On/Off | 1755.00
B278+AFRX24 N4 | Characterized Control Valve | Water | Characterized Control Valve (CCV), 3", 2-way, Cv 130 ¦Valve Actuator, Spring return, AC/DC 24 V, On/Off, NEMA 4X | 2442.00
B278+AFRX24-MFT | Characterized Control Valve | Water | Characterized Control Valve (CCV), 3", 2-way, Cv 130 ¦Configurable Valve Actuator, Spring return, AC/DC 24 V, 2...10 V, MFT/programmable | 1927.00
B278+AFRX24-MFT N4 | Characterized Control Valve | Water | Characterized Control Valve (CCV), 3", 2-way, Cv 130 ¦Valve Actuator, Spring return, AC/DC 24 V, MFT/programmable, NEMA 4X | 2654.00
B278+AFRX24-MFT95 | Characterized Control Valve | Water | Characterized Control Valve (CCV), 3", 2-way, Cv 130 ¦Configurable Valve Actuator, Spring return, AC/DC 24 V, 0...135 Ω, MFT/programmable | 1935.00
B278+AFRX24-MFT-S | Characterized Control Valve | Water | Characterized Control Valve (CCV), 3", 2-way, Cv 130 ¦Configurable Valve Actuator, Spring return, AC/DC 24 V, 2...10 V, 2 x SPDT, MFT/programmable | 2037.00
B278+AFRX24-S | Characterized Control Valve | Water | Characterized Control Valve (CCV), 3", 2-way, Cv 130 ¦Configurable Valve Actuator, Spring return, AC/DC 24 V, On/Off, 2 x SPDT | 1866.00
B278+AFRXUP | Characterized Control Valve | Water | Characterized Control Valve (CCV), 3", 2-way, Cv 130 ¦Configurable Valve Actuator, Spring return, AC 24...240 V / DC 24...125 V, On/Off | 1838.00
B278+AFRXUP N4 | Characterized Control Valve | Water | Characterized Control Valve (CCV), 3", 2-way, Cv 130 ¦Valve Actuator, Spring return, AC 24...240 V / DC 24...125 V, On/Off, NEMA 4X | 2635.00
B278+AFRXUP-S | Characterized Control Valve | Water | Characterized Control Valve (CCV), 3", 2-way, Cv 130 ¦Configurable Valve Actuator, Spring return, AC 24...240 V / DC 24...125 V, On/Off, 2 x SPDT | 1950.00
B278+ARB24-3 | Characterized Control Valve | Water | Characterized Control Valve (CCV), 3", 2-way, Cv 130 ¦Valve Actuator, Non fail-safe, AC/DC 24 V, On/Off, Floating point | 1498.00
B278+ARB24-3-S | Characterized Control Valve | Water | Characterized Control Valve (CCV), 3", 2-way, Cv 130 ¦Valve Actuator, Non fail-safe, AC/DC 24 V, On/Off, Floating point, 1 x SPDT | 1627.00
B278+ARQX24-1 | Characterized Control Valve | Water | Characterized Control Valve (CCV), 3", 2-way, Cv 130 ¦Configurable Valve Actuator, Non fail-safe, AC/DC 24 V, On/Off | 2394.00
B278+ARQX24-MFT | Characterized Control Valve | Water | Characterized Control Valve (CCV), 3", 2-way, Cv 130 ¦Configurable Valve Actuator, Non fail-safe, AC/DC 24 V, 2...10 V, MFT/programmable | 2450.00
B278+ARX120-3 | Characterized Control Valve | Water | Characterized Control Valve (CCV), 3", 2-way, Cv 130 ¦Configurable Valve Actuator, Non fail-safe, AC 100...240 V, On/Off, Floating point | 1545.00
B278+ARX24-3 | Characterized Control Valve | Water | Characterized Control Valve (CCV), 3", 2-way, Cv 130 ¦Configurable Valve Actuator, Non fail-safe, AC/DC 24 V, On/Off, Floating point | 1498.00
B278+ARX24-3-S | Characterized Control Valve | Water | Characterized Control Valve (CCV), 3", 2-way, Cv 130 ¦Configurable Valve Actuator, Non fail-safe, AC/DC 24 V, On/Off, Floating point, 1 x SPDT | 1627.00
B278+ARX24-3-T | Characterized Control Valve | Water | Characterized Control Valve (CCV), 3", 2-way, Cv 130 ¦Valve Actuator, Non fail-safe, AC/DC 24 V, On/Off, Floating point, terminals | 1481.00
B278+ARX24-3-T N4 | Characterized Control Valve | Water | Characterized Control Valve (CCV), 3", 2-way, Cv 130 ¦Configurable Valve Actuator, Non fail-safe, AC/DC 24 V, On/Off, Floating point, NEMA 4X, terminals | 1859.00
B278+ARX24-MFT | Characterized Control Valve | Water | Characterized Control Valve (CCV), 3", 2-way, Cv 130 ¦Configurable Valve Actuator, Non fail-safe, AC/DC 24 V, 2...10 V, MFT/programmable | 1756.00
B278+ARX24-MFT95 | Characterized Control Valve | Water | Characterized Control Valve (CCV), 3", 2-way, Cv 130 ¦Configurable Valve Actuator, Non fail-safe, AC/DC 24 V, 0...135 Ω, MFT/programmable | 1883.00
B278+ARX24-MFT-T N4 | Characterized Control Valve | Water | Characterized Control Valve (CCV), 3", 2-way, Cv 130 ¦Configurable Valve Actuator, Non fail-safe, AC/DC 24 V, 2...10 V, NEMA 4X, terminals | 2110.00
B278+ARX24-PC | Characterized Control Valve | Water | Characterized Control Valve (CCV), 3", 2-way, Cv 130 ¦Configurable Valve Actuator, Non fail-safe, AC/DC 24 V, 0...20 V PhC, modulating | 1883.00
B278+ARX24-SR-T | Characterized Control Valve | Water | Characterized Control Valve (CCV), 3", 2-way, Cv 130 ¦Configurable Valve Actuator, Non fail-safe, AC/DC 24 V, 2...10 V, terminals, modulating | 1756.00
B278+ARX24-SR-T N4 | Characterized Control Valve | Water | Characterized Control Valve (CCV), 3", 2-way, Cv 130 ¦Configurable Valve Actuator, Non fail-safe, AC/DC 24 V, 2...10 V, NEMA 4X, terminals | 2036.00
B280 | Characterized Control Valve | Water | Characterized Control Valve (CCV), 3", 2-way, Cv 170 | 1533.00
B280+AFRB24 | Characterized Control Valve | Water | Characterized Control Valve (CCV), 3", 2-way, Cv 170 ¦Valve Actuator, Spring return, AC/DC 24 V, On/Off | 2099.00
B280+AFRB24-S | Characterized Control Valve | Water | Characterized Control Valve (CCV), 3", 2-way, Cv 170 ¦Valve Actuator, Spring return, AC/DC 24 V, On/Off, 2 x SPDT | 2210.00
B280+AFRBUP | Characterized Control Valve | Water | Characterized Control Valve (CCV), 3", 2-way, Cv 170 ¦Valve Actuator, Spring return, AC 24...240 V / DC 24...125 V, On/Off | 2172.00
B280+AFRBUP-S | Characterized Control Valve | Water | Characterized Control Valve (CCV), 3", 2-way, Cv 170 ¦Valve Actuator, Spring return, AC 24...240 V / DC 24...125 V, On/Off, 2 x SPDT | 2284.00
B280+AFRX24 | Characterized Control Valve | Water | Characterized Control Valve (CCV), 3", 2-way, Cv 170 ¦Configurable Valve Actuator, Spring return, AC/DC 24 V, On/Off | 2099.00
B280+AFRX24 N4 | Characterized Control Valve | Water | Characterized Control Valve (CCV), 3", 2-way, Cv 170 ¦Valve Actuator, Spring return, AC/DC 24 V, On/Off, NEMA 4X | 2782.00
B280+AFRX24-MFT | Characterized Control Valve | Water | Characterized Control Valve (CCV), 3", 2-way, Cv 170 ¦Configurable Valve Actuator, Spring return, AC/DC 24 V, 2...10 V, MFT/programmable | 2269.00
B280+AFRX24-MFT N4 | Characterized Control Valve | Water | Characterized Control Valve (CCV), 3", 2-way, Cv 170 ¦Valve Actuator, Spring return, AC/DC 24 V, MFT/programmable, NEMA 4X | 2993.00
B280+AFRX24-MFT95 | Characterized Control Valve | Water | Characterized Control Valve (CCV), 3", 2-way, Cv 170 ¦Configurable Valve Actuator, Spring return, AC/DC 24 V, 0...135 Ω, MFT/programmable | 2277.00
B280+AFRX24-MFT-S | Characterized Control Valve | Water | Characterized Control Valve (CCV), 3", 2-way, Cv 170 ¦Configurable Valve Actuator, Spring return, AC/DC 24 V, 2...10 V, 2 x SPDT, MFT/programmable | 2380.00
B280+AFRX24-S | Characterized Control Valve | Water | Characterized Control Valve (CCV), 3", 2-way, Cv 170 ¦Configurable Valve Actuator, Spring return, AC/DC 24 V, On/Off, 2 x SPDT | 2210.00
B280+AFRXUP | Characterized Control Valve | Water | Characterized Control Valve (CCV), 3", 2-way, Cv 170 ¦Configurable Valve Actuator, Spring return, AC 24...240 V / DC 24...125 V, On/Off | 2172.00
B280+AFRXUP N4 | Characterized Control Valve | Water | Characterized Control Valve (CCV), 3", 2-way, Cv 170 ¦Valve Actuator, Spring return, AC 24...240 V / DC 24...125 V, On/Off, NEMA 4X | 2839.00
B280+AFRXUP-S | Characterized Control Valve | Water | Characterized Control Valve (CCV), 3", 2-way, Cv 170 ¦Configurable Valve Actuator, Spring return, AC 24...240 V / DC 24...125 V, On/Off, 2 x SPDT | 2284.00
B280+AFRXUP-S N4 | Characterized Control Valve | Water | Characterized Control Valve (CCV), 3", 2-way, Cv 170 ¦Valve Actuator, Spring return, AC 24...240 V / DC 24...125 V, On/Off, 2 x SPDT, NEMA 4X | 2950.00
B280+ARB24-3 | Characterized Control Valve | Water | Characterized Control Valve (CCV), 3", 2-way, Cv 170 ¦Valve Actuator, Non fail-safe, AC/DC 24 V, On/Off, Floating point | 1847.00
B280+ARB24-3-S | Characterized Control Valve | Water | Characterized Control Valve (CCV), 3", 2-way, Cv 170 ¦Valve Actuator, Non fail-safe, AC/DC 24 V, On/Off, Floating point, 1 x SPDT | 1975.00
B280+ARB24-SR-T | Characterized Control Valve | Water | Characterized Control Valve (CCV), 3", 2-way, Cv 170 ¦Valve Actuator, Non fail-safe, AC/DC 24 V, 2...10 V, terminals, modulating | 2164.00
B280+ARQX24-1 | Characterized Control Valve | Water | Characterized Control Valve (CCV), 3", 2-way, Cv 170 ¦Configurable Valve Actuator, Non fail-safe, AC/DC 24 V, On/Off | 2484.00
B280+ARQX24-MFT | Characterized Control Valve | Water | Characterized Control Valve (CCV), 3", 2-way, Cv 170 ¦Configurable Valve Actuator, Non fail-safe, AC/DC 24 V, 2...10 V, MFT/programmable | 2541.00
B280+ARX120-3 | Characterized Control Valve | Water | Characterized Control Valve (CCV), 3", 2-way, Cv 170 ¦Configurable Valve Actuator, Non fail-safe, AC 100...240 V, On/Off, Floating point | 1885.00
B280+ARX24-3 | Characterized Control Valve | Water | Characterized Control Valve (CCV), 3", 2-way, Cv 170 ¦Configurable Valve Actuator, Non fail-safe, AC/DC 24 V, On/Off, Floating point | 1847.00
B280+ARX24-3-S | Characterized Control Valve | Water | Characterized Control Valve (CCV), 3", 2-way, Cv 170 ¦Configurable Valve Actuator, Non fail-safe, AC/DC 24 V, On/Off, Floating point, 1 x SPDT | 1975.00
B280+ARX24-3-T | Characterized Control Valve | Water | Characterized Control Valve (CCV), 3", 2-way, Cv 170 ¦Valve Actuator, Non fail-safe, AC/DC 24 V, On/Off, Floating point, terminals | 1830.00
B280+ARX24-3-T N4 | Characterized Control Valve | Water | Characterized Control Valve (CCV), 3", 2-way, Cv 170 ¦Configurable Valve Actuator, Non fail-safe, AC/DC 24 V, On/Off, Floating point, NEMA 4X, terminals | 1931.00
B280+ARX24-MFT | Characterized Control Valve | Water | Characterized Control Valve (CCV), 3", 2-way, Cv 170 ¦Configurable Valve Actuator, Non fail-safe, AC/DC 24 V, 2...10 V, MFT/programmable | 2106.00
B280+ARX24-MFT95 | Characterized Control Valve | Water | Characterized Control Valve (CCV), 3", 2-way, Cv 170 ¦Configurable Valve Actuator, Non fail-safe, AC/DC 24 V, 0...135 Ω, MFT/programmable | 2340.00
B280+ARX24-MFT-T N4 | Characterized Control Valve | Water | Characterized Control Valve (CCV), 3", 2-way, Cv 170 ¦Configurable Valve Actuator, Non fail-safe, AC/DC 24 V, 2...10 V, NEMA 4X, terminals | 2180.00
B280+ARX24-PC | Characterized Control Valve | Water | Characterized Control Valve (CCV), 3", 2-way, Cv 170 ¦Configurable Valve Actuator, Non fail-safe, AC/DC 24 V, 0...20 V PhC, modulating | 2340.00
B280+ARX24-SR-T N4 | Characterized Control Valve | Water | Characterized Control Valve (CCV), 3", 2-way, Cv 170 ¦Configurable Valve Actuator, Non fail-safe, AC/DC 24 V, 2...10 V, NEMA 4X, terminals | 2109.00
B307 | Characterized Control Valve | Water | Characterized Control Valve (CCV), 1/2", 3-way, Cv 0.3 | 172.00
B307+LF120 US | Characterized Control Valve | Water | Characterized Control Valve (CCV), 1/2", 3-way, Cv 0.3 ¦Valve Actuator, Spring return, AC 120 V, On/Off | 688.00
B307+LF120-S US | Characterized Control Valve | Water | Characterized Control Valve (CCV), 1/2", 3-way, Cv 0.3 ¦Valve Actuator, Spring return, AC 120 V, On/Off, 1 x SPDT | 758.00
B307+LF24 US | Characterized Control Valve | Water | Characterized Control Valve (CCV), 1/2", 3-way, Cv 0.3 ¦Valve Actuator, Spring return, AC/DC 24 V, On/Off | 603.00
B307+LF24-3 US | Characterized Control Valve | Water | Characterized Control Valve (CCV), 1/2", 3-way, Cv 0.3 ¦Valve Actuator, Spring return, AC/DC 24 V, On/Off, Floating point | 738.00
B307+LF24-MFT US | Characterized Control Valve | Water | Characterized Control Valve (CCV), 1/2", 3-way, Cv 0.3 ¦Configurable Valve Actuator, Spring return, AC/DC 24 V, 2...10 V, MFT/programmable | 849.00
B307+LF24-MFT-S US | Characterized Control Valve | Water | Characterized Control Valve (CCV), 1/2", 3-way, Cv 0.3 ¦Configurable Valve Actuator, Spring return, AC/DC 24 V, 2...10 V, 1 x SPDT, MFT/programmable | 919.00
B307+LF24-S US | Characterized Control Valve | Water | Characterized Control Valve (CCV), 1/2", 3-way, Cv 0.3 ¦Valve Actuator, Spring return, AC/DC 24 V, On/Off, 1 x SPDT | 673.00
B307+LF24-SR US | Characterized Control Valve | Water | Characterized Control Valve (CCV), 1/2", 3-way, Cv 0.3 ¦Valve Actuator, Spring return, AC/DC 24 V, 2...10 V, modulating | 769.00
B307+LF24-SR-S US | Characterized Control Valve | Water | Characterized Control Valve (CCV), 1/2", 3-way, Cv 0.3 ¦Valve Actuator, Spring return, AC/DC 24 V, 2...10 V, 1 x SPDT, modulating | 839.00
B307+LRB120-3 | Characterized Control Valve | Water | Characterized Control Valve (CCV), 1/2", 3-way, Cv 0.3 ¦Valve Actuator, Non fail-safe, AC 100...240 V, On/Off, Floating point | 445.00
B307+LRB24-3 | Characterized Control Valve | Water | Characterized Control Valve (CCV), 1/2", 3-way, Cv 0.3 ¦Valve Actuator, Non fail-safe, AC/DC 24 V, On/Off, Floating point | 402.00
B307+LRB24-3-S | Characterized Control Valve | Water | Characterized Control Valve (CCV), 1/2", 3-way, Cv 0.3 ¦Valve Actuator, Non fail-safe, AC/DC 24 V, On/Off, Floating point, 1 x SPDT | 504.00
B307+LRB24-3-T | Characterized Control Valve | Water | Characterized Control Valve (CCV), 1/2", 3-way, Cv 0.3 ¦Valve Actuator, Non fail-safe, AC/DC 24 V, On/Off, Floating point, terminals | 381.00
B307+LRB24-MFT | Characterized Control Valve | Water | Characterized Control Valve (CCV), 1/2", 3-way, Cv 0.3 ¦Valve Actuator, Non fail-safe, AC/DC 24 V, 2...10 V, MFT/programmable | 685.00
B307+LRB24-SR | Characterized Control Valve | Water | Characterized Control Valve (CCV), 1/2", 3-way, Cv 0.3 ¦Valve Actuator, Non fail-safe, AC/DC 24 V, 2...10 V, modulating | 539.00
B307+LRB24-SR-T | Characterized Control Valve | Water | Characterized Control Valve (CCV), 1/2", 3-way, Cv 0.3 ¦Valve Actuator, Non fail-safe, AC/DC 24 V, 2...10 V, terminals, modulating | 527.00
B307+LRCB24-3 | Characterized Control Valve | Water | Characterized Control Valve (CCV), 1/2", 3-way, Cv 0.3 ¦Valve Actuator, Non fail-safe, AC/DC 24 V, On/Off, Floating point | 434.00
B307+LRQX24-1 | Characterized Control Valve | Water | Characterized Control Valve (CCV), 1/2", 3-way, Cv 0.3 ¦Configurable Valve Actuator, Non fail-safe, AC/DC 24 V, On/Off | 832.00
B307+LRQX24-MFT | Characterized Control Valve | Water | Characterized Control Valve (CCV), 1/2", 3-way, Cv 0.3 ¦Configurable Valve Actuator, Non fail-safe, AC/DC 24 V, 2...10 V, MFT/programmable | 889.00
B307+LRX120-3 | Characterized Control Valve | Water | Characterized Control Valve (CCV), 1/2", 3-way, Cv 0.3 ¦Configurable Valve Actuator, Non fail-safe, AC 100...240 V, On/Off, Floating point | 445.00
B307+LRX120-SR | Characterized Control Valve | Water | Characterized Control Valve (CCV), 1/2", 3-way, Cv 0.3 ¦Configurable Valve Actuator, Non fail-safe, AC 100...240 V, 2...10 V, modulating | 594.00
B307+LRX24-3 | Characterized Control Valve | Water | Characterized Control Valve (CCV), 1/2", 3-way, Cv 0.3 ¦Configurable Valve Actuator, Non fail-safe, AC/DC 24 V, On/Off, Floating point | 402.00
B307+LRX24-3-S | Characterized Control Valve | Water | Characterized Control Valve (CCV), 1/2", 3-way, Cv 0.3 ¦Configurable Valve Actuator, Non fail-safe, AC/DC 24 V, On/Off, Floating point, 1 x SPDT | 504.00
B307+LRX24-3-T | Characterized Control Valve | Water | Characterized Control Valve (CCV), 1/2", 3-way, Cv 0.3 ¦Configurable Valve Actuator, Non fail-safe, AC/DC 24 V, On/Off, Floating point, terminals | 381.00
B307+LRX24-MFT | Characterized Control Valve | Water | Characterized Control Valve (CCV), 1/2", 3-way, Cv 0.3 ¦Configurable Valve Actuator, Non fail-safe, AC/DC 24 V, 2...10 V, MFT/programmable | 685.00
B307+LRX24-MFT95 | Characterized Control Valve | Water | Characterized Control Valve (CCV), 1/2", 3-way, Cv 0.3 ¦Configurable Valve Actuator, Non fail-safe, AC/DC 24 V, 0...135 Ω, MFT/programmable | 817.00
B307+LRX24-PC | Characterized Control Valve | Water | Characterized Control Valve (CCV), 1/2", 3-way, Cv 0.3 ¦Configurable Valve Actuator, Non fail-safe, AC/DC 24 V, 0...20 V PhC, modulating | 817.00
B307+LRX24-SR | Characterized Control Valve | Water | Characterized Control Valve (CCV), 1/2", 3-way, Cv 0.3 ¦Configurable Valve Actuator, Non fail-safe, AC/DC 24 V, 2...10 V, modulating | 539.00
B307+LRX24-SR-T | Characterized Control Valve | Water | Characterized Control Valve (CCV), 1/2", 3-way, Cv 0.3 ¦Configurable Valve Actuator, Non fail-safe, AC/DC 24 V, 2...10 V, terminals, modulating | 527.00
B307+NRX24-3-T N4 | Characterized Control Valve | Water | Characterized Control Valve (CCV), 1/2", 3-way, Cv 0.3 ¦Configurable Valve Actuator, Non fail-safe, AC/DC 24 V, On/Off, Floating point, NEMA 4X, terminals | 744.00
B307+NRX24-MFT-T N4 | Characterized Control Valve | Water | Characterized Control Valve (CCV), 1/2", 3-way, Cv 0.3 ¦Configurable Valve Actuator, Non fail-safe, AC/DC 24 V, 2...10 V, NEMA 4X, terminals | 1052.00
B307+NRX24-SR-T N4 | Characterized Control Valve | Water | Characterized Control Valve (CCV), 1/2", 3-way, Cv 0.3 ¦Configurable Valve Actuator, Non fail-safe, AC/DC 24 V, 2...10 V, NEMA 4X, terminals | 891.00
B307+TFRB120 | Characterized Control Valve | Water | Characterized Control Valve (CCV), 1/2", 3-way, Cv 0.3 ¦Valve Actuator, Spring return, AC 100...240 V, On/Off | 602.00
B307+TFRB120-S | Characterized Control Valve | Water | Characterized Control Valve (CCV), 1/2", 3-way, Cv 0.3 ¦Valve Actuator, Spring return, AC 100...240 V, On/Off, 1 x SPDT | 672.00
B307+TFRB24 | Characterized Control Valve | Water | Characterized Control Valve (CCV), 1/2", 3-way, Cv 0.3 ¦Valve Actuator, Spring return, AC/DC 24 V, On/Off | 538.00
B307+TFRB24-3 | Characterized Control Valve | Water | Characterized Control Valve (CCV), 1/2", 3-way, Cv 0.3 ¦Valve Actuator, Spring return, AC/DC 24 V, Floating point | 624.00
B307+TFRB24-3-S | Characterized Control Valve | Water | Characterized Control Valve (CCV), 1/2", 3-way, Cv 0.3 ¦Valve Actuator, Spring return, AC/DC 24 V, Floating point, 1 x SPDT | 693.00
B307+TFRB24-S | Characterized Control Valve | Water | Characterized Control Valve (CCV), 1/2", 3-way, Cv 0.3 ¦Valve Actuator, Spring return, AC/DC 24 V, On/Off, 1 x SPDT | 608.00
B307+TFRB24-SR | Characterized Control Valve | Water | Characterized Control Valve (CCV), 1/2", 3-way, Cv 0.3 ¦Valve Actuator, Spring return, AC/DC 24 V, 2...10 V, modulating | 639.00
B307+TFRB24-SR-S | Characterized Control Valve | Water | Characterized Control Valve (CCV), 1/2", 3-way, Cv 0.3 ¦Valve Actuator, Spring return, AC/DC 24 V, 2...10 V, 1 x SPDT, modulating | 709.00
B307+TFRX120 | Characterized Control Valve | Water | Characterized Control Valve (CCV), 1/2", 3-way, Cv 0.3 ¦Configurable Valve Actuator, Spring return, AC 100...240 V, On/Off | 602.00
B307+TFRX120-S | Characterized Control Valve | Water | Characterized Control Valve (CCV), 1/2", 3-way, Cv 0.3 ¦Configurable Valve Actuator, Spring return, AC 100...240 V, On/Off, 1 x SPDT | 672.00
B307+TFRX24 | Characterized Control Valve | Water | Characterized Control Valve (CCV), 1/2", 3-way, Cv 0.3 ¦Configurable Valve Actuator, Spring return, AC/DC 24 V, On/Off | 538.00
B307+TFRX24-3 | Characterized Control Valve | Water | Characterized Control Valve (CCV), 1/2", 3-way, Cv 0.3 ¦Configurable Valve Actuator, Spring return, AC/DC 24 V, Floating point | 624.00
B307+TFRX24-3-S | Characterized Control Valve | Water | Characterized Control Valve (CCV), 1/2", 3-way, Cv 0.3 ¦Configurable Valve Actuator, Spring return, AC/DC 24 V, Floating point, 1 x SPDT | 693.00
B307+TFRX24-MFT | Characterized Control Valve | Water | Characterized Control Valve (CCV), 1/2", 3-way, Cv 0.3 ¦Configurable Valve Actuator, Spring return, AC/DC 24 V, 2...10 V, MFT/programmable | 732.00
B307+TFRX24-S | Characterized Control Valve | Water | Characterized Control Valve (CCV), 1/2", 3-way, Cv 0.3 ¦Configurable Valve Actuator, Spring return, AC/DC 24 V, On/Off, 1 x SPDT | 608.00
B307+TFRX24-SR | Characterized Control Valve | Water | Characterized Control Valve (CCV), 1/2", 3-way, Cv 0.3 ¦Configurable Valve Actuator, Spring return, AC/DC 24 V, 2...10 V, modulating | 639.00
B307+TFRX24-SR-S | Characterized Control Valve | Water | Characterized Control Valve (CCV), 1/2", 3-way, Cv 0.3 ¦Configurable Valve Actuator, Spring return, AC/DC 24 V, 2...10 V, 1 x SPDT, modulating | 709.00
B307+TR24-3 US | Characterized Control Valve | Water | Characterized Control Valve (CCV), 1/2", 3-way, Cv 0.3 ¦Valve Actuator, Non fail-safe, AC 24 V, On/Off, Floating point | 338.00
B307+TR24-3/300 US | Characterized Control Valve | Water | Characterized Control Valve (CCV), 1/2", 3-way, Cv 0.3 ¦Valve Actuator, Non fail-safe, AC 24 V, On/Off | 361.00
B307+TR24-3/500 US | Characterized Control Valve | Water | Characterized Control Valve (CCV), 1/2", 3-way, Cv 0.3 ¦Valve Actuator, Non fail-safe, AC 24 V, On/Off | 390.00
B307+TR24-3-T US | Characterized Control Valve | Water | Characterized Control Valve (CCV), 1/2", 3-way, Cv 0.3 ¦Valve Actuator, Non fail-safe, AC 24 V, On/Off, Floating point, terminals | 325.00
B307+TR24-SR US | Characterized Control Valve | Water | Characterized Control Valve (CCV), 1/2", 3-way, Cv 0.3 ¦Valve Actuator, Non fail-safe, AC/DC 24 V, 2...10 V, modulating | 484.00
B307+TR24-SR/300 US | Characterized Control Valve | Water | Characterized Control Valve (CCV), 1/2", 3-way, Cv 0.3 ¦Valve Actuator, Non fail-safe, AC/DC 24 V, 2...10 V, modulating | 503.00
B307+TR24-SR/500 US | Characterized Control Valve | Water | Characterized Control Valve (CCV), 1/2", 3-way, Cv 0.3 ¦Valve Actuator, Non fail-safe, AC/DC 24 V, 2...10 V, modulating | 529.00
B307+TR24-SR-T US | Characterized Control Valve | Water | Characterized Control Valve (CCV), 1/2", 3-way, Cv 0.3 ¦Valve Actuator, Non fail-safe, AC/DC 24 V, 2...10 V, terminals, modulating | 469.00
B307B | Characterized Control Valve | Water | Characterized Control Valve (CCV), 1/2", 3-way, Cv 0.3 | 114.00
B307B+LF120 US | Characterized Control Valve | Water | Characterized Control Valve (CCV), 1/2", 3-way, Cv 0.3 ¦Valve Actuator, Spring return, AC 120 V, On/Off | 665.00
B307B+LF120-S US | Characterized Control Valve | Water | Characterized Control Valve (CCV), 1/2", 3-way, Cv 0.3 ¦Valve Actuator, Spring return, AC 120 V, On/Off, 1 x SPDT | 734.00
B307B+LF24 US | Characterized Control Valve | Water | Characterized Control Valve (CCV), 1/2", 3-way, Cv 0.3 ¦Valve Actuator, Spring return, AC/DC 24 V, On/Off | 584.00
B307B+LF24-3 US | Characterized Control Valve | Water | Characterized Control Valve (CCV), 1/2", 3-way, Cv 0.3 ¦Valve Actuator, Spring return, AC/DC 24 V, On/Off, Floating point | 718.00
B307B+LF24-S US | Characterized Control Valve | Water | Characterized Control Valve (CCV), 1/2", 3-way, Cv 0.3 ¦Valve Actuator, Spring return, AC/DC 24 V, On/Off, 1 x SPDT | 653.00
B307B+LF24-SR US | Characterized Control Valve | Water | Characterized Control Valve (CCV), 1/2", 3-way, Cv 0.3 ¦Valve Actuator, Spring return, AC/DC 24 V, 2...10 V, modulating | 742.00
B307B+LF24-SR-S US | Characterized Control Valve | Water | Characterized Control Valve (CCV), 1/2", 3-way, Cv 0.3 ¦Valve Actuator, Spring return, AC/DC 24 V, 2...10 V, 1 x SPDT, modulating | 811.00
B307B+LRB120-3 | Characterized Control Valve | Water | Characterized Control Valve (CCV), 1/2", 3-way, Cv 0.3 ¦Valve Actuator, Non fail-safe, AC 100...240 V, On/Off, Floating point | 398.00
B307B+LRB24-3 | Characterized Control Valve | Water | Characterized Control Valve (CCV), 1/2", 3-way, Cv 0.3 ¦Valve Actuator, Non fail-safe, AC/DC 24 V, On/Off, Floating point | 356.00
B307B+LRB24-3-S | Characterized Control Valve | Water | Characterized Control Valve (CCV), 1/2", 3-way, Cv 0.3 ¦Valve Actuator, Non fail-safe, AC/DC 24 V, On/Off, Floating point, 1 x SPDT | 457.00
B307B+LRB24-3-T | Characterized Control Valve | Water | Characterized Control Valve (CCV), 1/2", 3-way, Cv 0.3 ¦Valve Actuator, Non fail-safe, AC/DC 24 V, On/Off, Floating point, terminals | 338.00
B307B+LRB24-SR | Characterized Control Valve | Water | Characterized Control Valve (CCV), 1/2", 3-way, Cv 0.3 ¦Valve Actuator, Non fail-safe, AC/DC 24 V, 2...10 V, modulating | 507.00
B307B+LRB24-SR-T | Characterized Control Valve | Water | Characterized Control Valve (CCV), 1/2", 3-way, Cv 0.3 ¦Valve Actuator, Non fail-safe, AC/DC 24 V, 2...10 V, terminals, modulating | 491.00
B307B+TFRB120 | Characterized Control Valve | Water | Characterized Control Valve (CCV), 1/2", 3-way, Cv 0.3 ¦Valve Actuator, Spring return, AC 100...240 V, On/Off | 567.00
B307B+TFRB24 | Characterized Control Valve | Water | Characterized Control Valve (CCV), 1/2", 3-way, Cv 0.3 ¦Valve Actuator, Spring return, AC/DC 24 V, On/Off | 510.00
B307B+TFRB24-3 | Characterized Control Valve | Water | Characterized Control Valve (CCV), 1/2", 3-way, Cv 0.3 ¦Valve Actuator, Spring return, AC/DC 24 V, Floating point | 595.00
B307B+TFRB24-S | Characterized Control Valve | Water | Characterized Control Valve (CCV), 1/2", 3-way, Cv 0.3 ¦Valve Actuator, Spring return, AC/DC 24 V, On/Off, 1 x SPDT | 578.00
B307B+TFRB24-SR | Characterized Control Valve | Water | Characterized Control Valve (CCV), 1/2", 3-way, Cv 0.3 ¦Valve Actuator, Spring return, AC/DC 24 V, 2...10 V, modulating | 622.00
B307B+TFRB24-SR-S | Characterized Control Valve | Water | Characterized Control Valve (CCV), 1/2", 3-way, Cv 0.3 ¦Valve Actuator, Spring return, AC/DC 24 V, 2...10 V, 1 x SPDT, modulating | 691.00
B307B+TR24-3 US | Characterized Control Valve | Water | Characterized Control Valve (CCV), 1/2", 3-way, Cv 0.3 ¦Valve Actuator, Non fail-safe, AC 24 V, On/Off, Floating point | 288.00
B307B+TR24-3/300 US | Characterized Control Valve | Water | Characterized Control Valve (CCV), 1/2", 3-way, Cv 0.3 ¦Valve Actuator, Non fail-safe, AC 24 V, On/Off | 312.00
B307B+TR24-3/500 US | Characterized Control Valve | Water | Characterized Control Valve (CCV), 1/2", 3-way, Cv 0.3 ¦Valve Actuator, Non fail-safe, AC 24 V, On/Off | 334.00
B307B+TR24-3-T US | Characterized Control Valve | Water | Characterized Control Valve (CCV), 1/2", 3-way, Cv 0.3 ¦Valve Actuator, Non fail-safe, AC 24 V, On/Off, Floating point, terminals | 272.00
B307B+TR24-SR US | Characterized Control Valve | Water | Characterized Control Valve (CCV), 1/2", 3-way, Cv 0.3 ¦Valve Actuator, Non fail-safe, AC/DC 24 V, 2...10 V, modulating | 422.00
B307B+TR24-SR/300 US | Characterized Control Valve | Water | Characterized Control Valve (CCV), 1/2", 3-way, Cv 0.3 ¦Valve Actuator, Non fail-safe, AC/DC 24 V, 2...10 V, modulating | 448.00
B307B+TR24-SR/500 US | Characterized Control Valve | Water | Characterized Control Valve (CCV), 1/2", 3-way, Cv 0.3 ¦Valve Actuator, Non fail-safe, AC/DC 24 V, 2...10 V, modulating | 478.00
B307B+TR24-SR-T US | Characterized Control Valve | Water | Characterized Control Valve (CCV), 1/2", 3-way, Cv 0.3 ¦Valve Actuator, Non fail-safe, AC/DC 24 V, 2...10 V, terminals, modulating | 406.00
B308 | Characterized Control Valve | Water | Characterized Control Valve (CCV), 1/2", 3-way, Cv 0.46 | 172.00
B308+LF120 US | Characterized Control Valve | Water | Characterized Control Valve (CCV), 1/2", 3-way, Cv 0.46 ¦Valve Actuator, Spring return, AC 120 V, On/Off | 688.00
B308+LF120-S US | Characterized Control Valve | Water | Characterized Control Valve (CCV), 1/2", 3-way, Cv 0.46 ¦Valve Actuator, Spring return, AC 120 V, On/Off, 1 x SPDT | 758.00
B308+LF24 US | Characterized Control Valve | Water | Characterized Control Valve (CCV), 1/2", 3-way, Cv 0.46 ¦Valve Actuator, Spring return, AC/DC 24 V, On/Off | 603.00
B308+LF24-3 US | Characterized Control Valve | Water | Characterized Control Valve (CCV), 1/2", 3-way, Cv 0.46 ¦Valve Actuator, Spring return, AC/DC 24 V, On/Off, Floating point | 738.00
B308+LF24-MFT US | Characterized Control Valve | Water | Characterized Control Valve (CCV), 1/2", 3-way, Cv 0.46 ¦Configurable Valve Actuator, Spring return, AC/DC 24 V, 2...10 V, MFT/programmable | 849.00
B308+LF24-MFT-S US | Characterized Control Valve | Water | Characterized Control Valve (CCV), 1/2", 3-way, Cv 0.46 ¦Configurable Valve Actuator, Spring return, AC/DC 24 V, 2...10 V, 1 x SPDT, MFT/programmable | 919.00
B308+LF24-S US | Characterized Control Valve | Water | Characterized Control Valve (CCV), 1/2", 3-way, Cv 0.46 ¦Valve Actuator, Spring return, AC/DC 24 V, On/Off, 1 x SPDT | 673.00
B308+LF24-SR US | Characterized Control Valve | Water | Characterized Control Valve (CCV), 1/2", 3-way, Cv 0.46 ¦Valve Actuator, Spring return, AC/DC 24 V, 2...10 V, modulating | 769.00
B308+LF24-SR-S US | Characterized Control Valve | Water | Characterized Control Valve (CCV), 1/2", 3-way, Cv 0.46 ¦Valve Actuator, Spring return, AC/DC 24 V, 2...10 V, 1 x SPDT, modulating | 839.00
B308+LRB120-3 | Characterized Control Valve | Water | Characterized Control Valve (CCV), 1/2", 3-way, Cv 0.46 ¦Valve Actuator, Non fail-safe, AC 100...240 V, On/Off, Floating point | 445.00
B308+LRB24-3 | Characterized Control Valve | Water | Characterized Control Valve (CCV), 1/2", 3-way, Cv 0.46 ¦Valve Actuator, Non fail-safe, AC/DC 24 V, On/Off, Floating point | 402.00
B308+LRB24-3-S | Characterized Control Valve | Water | Characterized Control Valve (CCV), 1/2", 3-way, Cv 0.46 ¦Valve Actuator, Non fail-safe, AC/DC 24 V, On/Off, Floating point, 1 x SPDT | 504.00
B308+LRB24-3-T | Characterized Control Valve | Water | Characterized Control Valve (CCV), 1/2", 3-way, Cv 0.46 ¦Valve Actuator, Non fail-safe, AC/DC 24 V, On/Off, Floating point, terminals | 381.00
B308+LRB24-MFT | Characterized Control Valve | Water | Characterized Control Valve (CCV), 1/2", 3-way, Cv 0.46 ¦Valve Actuator, Non fail-safe, AC/DC 24 V, 2...10 V, MFT/programmable | 685.00
B308+LRB24-SR | Characterized Control Valve | Water | Characterized Control Valve (CCV), 1/2", 3-way, Cv 0.46 ¦Valve Actuator, Non fail-safe, AC/DC 24 V, 2...10 V, modulating | 539.00
B308+LRB24-SR-T | Characterized Control Valve | Water | Characterized Control Valve (CCV), 1/2", 3-way, Cv 0.46 ¦Valve Actuator, Non fail-safe, AC/DC 24 V, 2...10 V, terminals, modulating | 527.00
B308+LRCB24-3 | Characterized Control Valve | Water | Characterized Control Valve (CCV), 1/2", 3-way, Cv 0.46 ¦Valve Actuator, Non fail-safe, AC/DC 24 V, On/Off, Floating point | 434.00
B308+LRQX24-1 | Characterized Control Valve | Water | Characterized Control Valve (CCV), 1/2", 3-way, Cv 0.46 ¦Configurable Valve Actuator, Non fail-safe, AC/DC 24 V, On/Off | 832.00
B308+LRQX24-MFT | Characterized Control Valve | Water | Characterized Control Valve (CCV), 1/2", 3-way, Cv 0.46 ¦Configurable Valve Actuator, Non fail-safe, AC/DC 24 V, 2...10 V, MFT/programmable | 889.00
B308+LRX120-3 | Characterized Control Valve | Water | Characterized Control Valve (CCV), 1/2", 3-way, Cv 0.46 ¦Configurable Valve Actuator, Non fail-safe, AC 100...240 V, On/Off, Floating point | 445.00
B308+LRX120-SR | Characterized Control Valve | Water | Characterized Control Valve (CCV), 1/2", 3-way, Cv 0.46 ¦Configurable Valve Actuator, Non fail-safe, AC 100...240 V, 2...10 V, modulating | 594.00
B308+LRX24-3 | Characterized Control Valve | Water | Characterized Control Valve (CCV), 1/2", 3-way, Cv 0.46 ¦Configurable Valve Actuator, Non fail-safe, AC/DC 24 V, On/Off, Floating point | 402.00
B308+LRX24-3-S | Characterized Control Valve | Water | Characterized Control Valve (CCV), 1/2", 3-way, Cv 0.46 ¦Configurable Valve Actuator, Non fail-safe, AC/DC 24 V, On/Off, Floating point, 1 x SPDT | 504.00
B308+LRX24-3-T | Characterized Control Valve | Water | Characterized Control Valve (CCV), 1/2", 3-way, Cv 0.46 ¦Configurable Valve Actuator, Non fail-safe, AC/DC 24 V, On/Off, Floating point, terminals | 381.00
B308+LRX24-MFT | Characterized Control Valve | Water | Characterized Control Valve (CCV), 1/2", 3-way, Cv 0.46 ¦Configurable Valve Actuator, Non fail-safe, AC/DC 24 V, 2...10 V, MFT/programmable | 685.00
B308+LRX24-MFT95 | Characterized Control Valve | Water | Characterized Control Valve (CCV), 1/2", 3-way, Cv 0.46 ¦Configurable Valve Actuator, Non fail-safe, AC/DC 24 V, 0...135 Ω, MFT/programmable | 817.00
B308+LRX24-PC | Characterized Control Valve | Water | Characterized Control Valve (CCV), 1/2", 3-way, Cv 0.46 ¦Configurable Valve Actuator, Non fail-safe, AC/DC 24 V, 0...20 V PhC, modulating | 817.00
B308+LRX24-SR | Characterized Control Valve | Water | Characterized Control Valve (CCV), 1/2", 3-way, Cv 0.46 ¦Configurable Valve Actuator, Non fail-safe, AC/DC 24 V, 2...10 V, modulating | 539.00
B308+LRX24-SR-T | Characterized Control Valve | Water | Characterized Control Valve (CCV), 1/2", 3-way, Cv 0.46 ¦Configurable Valve Actuator, Non fail-safe, AC/DC 24 V, 2...10 V, terminals, modulating | 527.00
B308+NRX24-3-T N4 | Characterized Control Valve | Water | Characterized Control Valve (CCV), 1/2", 3-way, Cv 0.46 ¦Configurable Valve Actuator, Non fail-safe, AC/DC 24 V, On/Off, Floating point, NEMA 4X, terminals | 744.00
B308+NRX24-MFT-T N4 | Characterized Control Valve | Water | Characterized Control Valve (CCV), 1/2", 3-way, Cv 0.46 ¦Configurable Valve Actuator, Non fail-safe, AC/DC 24 V, 2...10 V, NEMA 4X, terminals | 1052.00
B308+NRX24-SR-T N4 | Characterized Control Valve | Water | Characterized Control Valve (CCV), 1/2", 3-way, Cv 0.46 ¦Configurable Valve Actuator, Non fail-safe, AC/DC 24 V, 2...10 V, NEMA 4X, terminals | 891.00
B308+TFRB120 | Characterized Control Valve | Water | Characterized Control Valve (CCV), 1/2", 3-way, Cv 0.46 ¦Valve Actuator, Spring return, AC 100...240 V, On/Off | 602.00
B308+TFRB120-S | Characterized Control Valve | Water | Characterized Control Valve (CCV), 1/2", 3-way, Cv 0.46 ¦Valve Actuator, Spring return, AC 100...240 V, On/Off, 1 x SPDT | 672.00
B308+TFRB24 | Characterized Control Valve | Water | Characterized Control Valve (CCV), 1/2", 3-way, Cv 0.46 ¦Valve Actuator, Spring return, AC/DC 24 V, On/Off | 538.00
B308+TFRB24-3 | Characterized Control Valve | Water | Characterized Control Valve (CCV), 1/2", 3-way, Cv 0.46 ¦Valve Actuator, Spring return, AC/DC 24 V, Floating point | 624.00
B308+TFRB24-3-S | Characterized Control Valve | Water | Characterized Control Valve (CCV), 1/2", 3-way, Cv 0.46 ¦Valve Actuator, Spring return, AC/DC 24 V, Floating point, 1 x SPDT | 693.00
B308+TFRB24-S | Characterized Control Valve | Water | Characterized Control Valve (CCV), 1/2", 3-way, Cv 0.46 ¦Valve Actuator, Spring return, AC/DC 24 V, On/Off, 1 x SPDT | 608.00
B308+TFRB24-SR | Characterized Control Valve | Water | Characterized Control Valve (CCV), 1/2", 3-way, Cv 0.46 ¦Valve Actuator, Spring return, AC/DC 24 V, 2...10 V, modulating | 639.00
B308+TFRB24-SR-S | Characterized Control Valve | Water | Characterized Control Valve (CCV), 1/2", 3-way, Cv 0.46 ¦Valve Actuator, Spring return, AC/DC 24 V, 2...10 V, 1 x SPDT, modulating | 709.00
B308+TFRX120 | Characterized Control Valve | Water | Characterized Control Valve (CCV), 1/2", 3-way, Cv 0.46 ¦Configurable Valve Actuator, Spring return, AC 100...240 V, On/Off | 602.00
B308+TFRX120-S | Characterized Control Valve | Water | Characterized Control Valve (CCV), 1/2", 3-way, Cv 0.46 ¦Configurable Valve Actuator, Spring return, AC 100...240 V, On/Off, 1 x SPDT | 672.00
B308+TFRX24 | Characterized Control Valve | Water | Characterized Control Valve (CCV), 1/2", 3-way, Cv 0.46 ¦Configurable Valve Actuator, Spring return, AC/DC 24 V, On/Off | 538.00
B308+TFRX24-3 | Characterized Control Valve | Water | Characterized Control Valve (CCV), 1/2", 3-way, Cv 0.46 ¦Configurable Valve Actuator, Spring return, AC/DC 24 V, Floating point | 624.00
B308+TFRX24-3-S | Characterized Control Valve | Water | Characterized Control Valve (CCV), 1/2", 3-way, Cv 0.46 ¦Configurable Valve Actuator, Spring return, AC/DC 24 V, Floating point, 1 x SPDT | 693.00
B308+TFRX24-MFT | Characterized Control Valve | Water | Characterized Control Valve (CCV), 1/2", 3-way, Cv 0.46 ¦Configurable Valve Actuator, Spring return, AC/DC 24 V, 2...10 V, MFT/programmable | 732.00
B308+TFRX24-S | Characterized Control Valve | Water | Characterized Control Valve (CCV), 1/2", 3-way, Cv 0.46 ¦Configurable Valve Actuator, Spring return, AC/DC 24 V, On/Off, 1 x SPDT | 608.00
B308+TFRX24-SR | Characterized Control Valve | Water | Characterized Control Valve (CCV), 1/2", 3-way, Cv 0.46 ¦Configurable Valve Actuator, Spring return, AC/DC 24 V, 2...10 V, modulating | 639.00
B308+TFRX24-SR-S | Characterized Control Valve | Water | Characterized Control Valve (CCV), 1/2", 3-way, Cv 0.46 ¦Configurable Valve Actuator, Spring return, AC/DC 24 V, 2...10 V, 1 x SPDT, modulating | 709.00
B308+TR24-3 US | Characterized Control Valve | Water | Characterized Control Valve (CCV), 1/2", 3-way, Cv 0.46 ¦Valve Actuator, Non fail-safe, AC 24 V, On/Off, Floating point | 338.00
B308+TR24-3/300 US | Characterized Control Valve | Water | Characterized Control Valve (CCV), 1/2", 3-way, Cv 0.46 ¦Valve Actuator, Non fail-safe, AC 24 V, On/Off | 361.00
B308+TR24-3/500 US | Characterized Control Valve | Water | Characterized Control Valve (CCV), 1/2", 3-way, Cv 0.46 ¦Valve Actuator, Non fail-safe, AC 24 V, On/Off | 390.00
B308+TR24-3-T US | Characterized Control Valve | Water | Characterized Control Valve (CCV), 1/2", 3-way, Cv 0.46 ¦Valve Actuator, Non fail-safe, AC 24 V, On/Off, Floating point, terminals | 325.00
B308+TR24-SR US | Characterized Control Valve | Water | Characterized Control Valve (CCV), 1/2", 3-way, Cv 0.46 ¦Valve Actuator, Non fail-safe, AC/DC 24 V, 2...10 V, modulating | 484.00
B308+TR24-SR/300 US | Characterized Control Valve | Water | Characterized Control Valve (CCV), 1/2", 3-way, Cv 0.46 ¦Valve Actuator, Non fail-safe, AC/DC 24 V, 2...10 V, modulating | 503.00
B308+TR24-SR/500 US | Characterized Control Valve | Water | Characterized Control Valve (CCV), 1/2", 3-way, Cv 0.46 ¦Valve Actuator, Non fail-safe, AC/DC 24 V, 2...10 V, modulating | 529.00
B308+TR24-SR-T US | Characterized Control Valve | Water | Characterized Control Valve (CCV), 1/2", 3-way, Cv 0.46 ¦Valve Actuator, Non fail-safe, AC/DC 24 V, 2...10 V, terminals, modulating | 469.00
B308B | Characterized Control Valve | Water | Characterized Control Valve (CCV), 1/2", 3-way, Cv 0.46 | 114.00
B308B+LF120 US | Characterized Control Valve | Water | Characterized Control Valve (CCV), 1/2", 3-way, Cv 0.46 ¦Valve Actuator, Spring return, AC 120 V, On/Off | 665.00
B308B+LF120-S US | Characterized Control Valve | Water | Characterized Control Valve (CCV), 1/2", 3-way, Cv 0.46 ¦Valve Actuator, Spring return, AC 120 V, On/Off, 1 x SPDT | 734.00
B308B+LF24 US | Characterized Control Valve | Water | Characterized Control Valve (CCV), 1/2", 3-way, Cv 0.46 ¦Valve Actuator, Spring return, AC/DC 24 V, On/Off | 584.00
B308B+LF24-3 US | Characterized Control Valve | Water | Characterized Control Valve (CCV), 1/2", 3-way, Cv 0.46 ¦Valve Actuator, Spring return, AC/DC 24 V, On/Off, Floating point | 718.00
B308B+LF24-S US | Characterized Control Valve | Water | Characterized Control Valve (CCV), 1/2", 3-way, Cv 0.46 ¦Valve Actuator, Spring return, AC/DC 24 V, On/Off, 1 x SPDT | 653.00
B308B+LF24-SR US | Characterized Control Valve | Water | Characterized Control Valve (CCV), 1/2", 3-way, Cv 0.46 ¦Valve Actuator, Spring return, AC/DC 24 V, 2...10 V, modulating | 742.00
B308B+LF24-SR-S US | Characterized Control Valve | Water | Characterized Control Valve (CCV), 1/2", 3-way, Cv 0.46 ¦Valve Actuator, Spring return, AC/DC 24 V, 2...10 V, 1 x SPDT, modulating | 811.00
B308B+LRB120-3 | Characterized Control Valve | Water | Characterized Control Valve (CCV), 1/2", 3-way, Cv 0.46 ¦Valve Actuator, Non fail-safe, AC 100...240 V, On/Off, Floating point | 398.00
B308B+LRB24-3 | Characterized Control Valve | Water | Characterized Control Valve (CCV), 1/2", 3-way, Cv 0.46 ¦Valve Actuator, Non fail-safe, AC/DC 24 V, On/Off, Floating point | 356.00
B308B+LRB24-3-S | Characterized Control Valve | Water | Characterized Control Valve (CCV), 1/2", 3-way, Cv 0.46 ¦Valve Actuator, Non fail-safe, AC/DC 24 V, On/Off, Floating point, 1 x SPDT | 457.00
B308B+LRB24-3-T | Characterized Control Valve | Water | Characterized Control Valve (CCV), 1/2", 3-way, Cv 0.46 ¦Valve Actuator, Non fail-safe, AC/DC 24 V, On/Off, Floating point, terminals | 338.00
B308B+LRB24-SR | Characterized Control Valve | Water | Characterized Control Valve (CCV), 1/2", 3-way, Cv 0.46 ¦Valve Actuator, Non fail-safe, AC/DC 24 V, 2...10 V, modulating | 507.00
B308B+LRB24-SR-T | Characterized Control Valve | Water | Characterized Control Valve (CCV), 1/2", 3-way, Cv 0.46 ¦Valve Actuator, Non fail-safe, AC/DC 24 V, 2...10 V, terminals, modulating | 491.00
B308B+TFRB120 | Characterized Control Valve | Water | Characterized Control Valve (CCV), 1/2", 3-way, Cv 0.46 ¦Valve Actuator, Spring return, AC 100...240 V, On/Off | 567.00
B308B+TFRB24 | Characterized Control Valve | Water | Characterized Control Valve (CCV), 1/2", 3-way, Cv 0.46 ¦Valve Actuator, Spring return, AC/DC 24 V, On/Off | 510.00
B308B+TFRB24-3 | Characterized Control Valve | Water | Characterized Control Valve (CCV), 1/2", 3-way, Cv 0.46 ¦Valve Actuator, Spring return, AC/DC 24 V, Floating point | 595.00
B308B+TFRB24-S | Characterized Control Valve | Water | Characterized Control Valve (CCV), 1/2", 3-way, Cv 0.46 ¦Valve Actuator, Spring return, AC/DC 24 V, On/Off, 1 x SPDT | 578.00
B308B+TFRB24-SR | Characterized Control Valve | Water | Characterized Control Valve (CCV), 1/2", 3-way, Cv 0.46 ¦Valve Actuator, Spring return, AC/DC 24 V, 2...10 V, modulating | 622.00
B308B+TFRB24-SR-S | Characterized Control Valve | Water | Characterized Control Valve (CCV), 1/2", 3-way, Cv 0.46 ¦Valve Actuator, Spring return, AC/DC 24 V, 2...10 V, 1 x SPDT, modulating | 691.00
B308B+TR24-3 US | Characterized Control Valve | Water | Characterized Control Valve (CCV), 1/2", 3-way, Cv 0.46 ¦Valve Actuator, Non fail-safe, AC 24 V, On/Off, Floating point | 288.00
B308B+TR24-3/300 US | Characterized Control Valve | Water | Characterized Control Valve (CCV), 1/2", 3-way, Cv 0.46 ¦Valve Actuator, Non fail-safe, AC 24 V, On/Off | 312.00
B308B+TR24-3/500 US | Characterized Control Valve | Water | Characterized Control Valve (CCV), 1/2", 3-way, Cv 0.46 ¦Valve Actuator, Non fail-safe, AC 24 V, On/Off | 334.00
B308B+TR24-3-T US | Characterized Control Valve | Water | Characterized Control Valve (CCV), 1/2", 3-way, Cv 0.46 ¦Valve Actuator, Non fail-safe, AC 24 V, On/Off, Floating point, terminals | 272.00
B308B+TR24-SR US | Characterized Control Valve | Water | Characterized Control Valve (CCV), 1/2", 3-way, Cv 0.46 ¦Valve Actuator, Non fail-safe, AC/DC 24 V, 2...10 V, modulating | 422.00
B308B+TR24-SR/300 US | Characterized Control Valve | Water | Characterized Control Valve (CCV), 1/2", 3-way, Cv 0.46 ¦Valve Actuator, Non fail-safe, AC/DC 24 V, 2...10 V, modulating | 448.00
B308B+TR24-SR/500 US | Characterized Control Valve | Water | Characterized Control Valve (CCV), 1/2", 3-way, Cv 0.46 ¦Valve Actuator, Non fail-safe, AC/DC 24 V, 2...10 V, modulating | 478.00
B308B+TR24-SR-T US | Characterized Control Valve | Water | Characterized Control Valve (CCV), 1/2", 3-way, Cv 0.46 ¦Valve Actuator, Non fail-safe, AC/DC 24 V, 2...10 V, terminals, modulating | 406.00
B309 | Characterized Control Valve | Water | Characterized Control Valve (CCV), 1/2", 3-way, Cv 0.8 | 172.00
B309+LF120 US | Characterized Control Valve | Water | Characterized Control Valve (CCV), 1/2", 3-way, Cv 0.8 ¦Valve Actuator, Spring return, AC 120 V, On/Off | 688.00
B309+LF120-S US | Characterized Control Valve | Water | Characterized Control Valve (CCV), 1/2", 3-way, Cv 0.8 ¦Valve Actuator, Spring return, AC 120 V, On/Off, 1 x SPDT | 758.00
B309+LF24 US | Characterized Control Valve | Water | Characterized Control Valve (CCV), 1/2", 3-way, Cv 0.8 ¦Valve Actuator, Spring return, AC/DC 24 V, On/Off | 603.00
B309+LF24-3 US | Characterized Control Valve | Water | Characterized Control Valve (CCV), 1/2", 3-way, Cv 0.8 ¦Valve Actuator, Spring return, AC/DC 24 V, On/Off, Floating point | 738.00
B309+LF24-MFT US | Characterized Control Valve | Water | Characterized Control Valve (CCV), 1/2", 3-way, Cv 0.8 ¦Configurable Valve Actuator, Spring return, AC/DC 24 V, 2...10 V, MFT/programmable | 849.00
B309+LF24-MFT-S US | Characterized Control Valve | Water | Characterized Control Valve (CCV), 1/2", 3-way, Cv 0.8 ¦Configurable Valve Actuator, Spring return, AC/DC 24 V, 2...10 V, 1 x SPDT, MFT/programmable | 919.00
B309+LF24-S US | Characterized Control Valve | Water | Characterized Control Valve (CCV), 1/2", 3-way, Cv 0.8 ¦Valve Actuator, Spring return, AC/DC 24 V, On/Off, 1 x SPDT | 673.00
B309+LF24-SR US | Characterized Control Valve | Water | Characterized Control Valve (CCV), 1/2", 3-way, Cv 0.8 ¦Valve Actuator, Spring return, AC/DC 24 V, 2...10 V, modulating | 769.00
B309+LF24-SR-S US | Characterized Control Valve | Water | Characterized Control Valve (CCV), 1/2", 3-way, Cv 0.8 ¦Valve Actuator, Spring return, AC/DC 24 V, 2...10 V, 1 x SPDT, modulating | 839.00
B309+LRB120-3 | Characterized Control Valve | Water | Characterized Control Valve (CCV), 1/2", 3-way, Cv 0.8 ¦Valve Actuator, Non fail-safe, AC 100...240 V, On/Off, Floating point | 445.00
B309+LRB24-3 | Characterized Control Valve | Water | Characterized Control Valve (CCV), 1/2", 3-way, Cv 0.8 ¦Valve Actuator, Non fail-safe, AC/DC 24 V, On/Off, Floating point | 402.00
B309+LRB24-3-S | Characterized Control Valve | Water | Characterized Control Valve (CCV), 1/2", 3-way, Cv 0.8 ¦Valve Actuator, Non fail-safe, AC/DC 24 V, On/Off, Floating point, 1 x SPDT | 504.00
B309+LRB24-3-T | Characterized Control Valve | Water | Characterized Control Valve (CCV), 1/2", 3-way, Cv 0.8 ¦Valve Actuator, Non fail-safe, AC/DC 24 V, On/Off, Floating point, terminals | 381.00
B309+LRB24-MFT | Characterized Control Valve | Water | Characterized Control Valve (CCV), 1/2", 3-way, Cv 0.8 ¦Valve Actuator, Non fail-safe, AC/DC 24 V, 2...10 V, MFT/programmable | 685.00
B309+LRB24-SR | Characterized Control Valve | Water | Characterized Control Valve (CCV), 1/2", 3-way, Cv 0.8 ¦Valve Actuator, Non fail-safe, AC/DC 24 V, 2...10 V, modulating | 539.00
B309+LRB24-SR-T | Characterized Control Valve | Water | Characterized Control Valve (CCV), 1/2", 3-way, Cv 0.8 ¦Valve Actuator, Non fail-safe, AC/DC 24 V, 2...10 V, terminals, modulating | 527.00
B309+LRCB24-3 | Characterized Control Valve | Water | Characterized Control Valve (CCV), 1/2", 3-way, Cv 0.8 ¦Valve Actuator, Non fail-safe, AC/DC 24 V, On/Off, Floating point | 434.00
B309+LRQX24-1 | Characterized Control Valve | Water | Characterized Control Valve (CCV), 1/2", 3-way, Cv 0.8 ¦Configurable Valve Actuator, Non fail-safe, AC/DC 24 V, On/Off | 832.00
B309+LRQX24-MFT | Characterized Control Valve | Water | Characterized Control Valve (CCV), 1/2", 3-way, Cv 0.8 ¦Configurable Valve Actuator, Non fail-safe, AC/DC 24 V, 2...10 V, MFT/programmable | 889.00
B309+LRX120-3 | Characterized Control Valve | Water | Characterized Control Valve (CCV), 1/2", 3-way, Cv 0.8 ¦Configurable Valve Actuator, Non fail-safe, AC 100...240 V, On/Off, Floating point | 445.00
B309+LRX120-SR | Characterized Control Valve | Water | Characterized Control Valve (CCV), 1/2", 3-way, Cv 0.8 ¦Configurable Valve Actuator, Non fail-safe, AC 100...240 V, 2...10 V, modulating | 594.00
B309+LRX24-3 | Characterized Control Valve | Water | Characterized Control Valve (CCV), 1/2", 3-way, Cv 0.8 ¦Configurable Valve Actuator, Non fail-safe, AC/DC 24 V, On/Off, Floating point | 402.00
B309+LRX24-3-S | Characterized Control Valve | Water | Characterized Control Valve (CCV), 1/2", 3-way, Cv 0.8 ¦Configurable Valve Actuator, Non fail-safe, AC/DC 24 V, On/Off, Floating point, 1 x SPDT | 504.00
B309+LRX24-3-T | Characterized Control Valve | Water | Characterized Control Valve (CCV), 1/2", 3-way, Cv 0.8 ¦Configurable Valve Actuator, Non fail-safe, AC/DC 24 V, On/Off, Floating point, terminals | 381.00
B309+LRX24-MFT | Characterized Control Valve | Water | Characterized Control Valve (CCV), 1/2", 3-way, Cv 0.8 ¦Configurable Valve Actuator, Non fail-safe, AC/DC 24 V, 2...10 V, MFT/programmable | 685.00
B309+LRX24-MFT95 | Characterized Control Valve | Water | Characterized Control Valve (CCV), 1/2", 3-way, Cv 0.8 ¦Configurable Valve Actuator, Non fail-safe, AC/DC 24 V, 0...135 Ω, MFT/programmable | 817.00
B309+LRX24-PC | Characterized Control Valve | Water | Characterized Control Valve (CCV), 1/2", 3-way, Cv 0.8 ¦Configurable Valve Actuator, Non fail-safe, AC/DC 24 V, 0...20 V PhC, modulating | 817.00
B309+LRX24-SR | Characterized Control Valve | Water | Characterized Control Valve (CCV), 1/2", 3-way, Cv 0.8 ¦Configurable Valve Actuator, Non fail-safe, AC/DC 24 V, 2...10 V, modulating | 539.00
B309+LRX24-SR-T | Characterized Control Valve | Water | Characterized Control Valve (CCV), 1/2", 3-way, Cv 0.8 ¦Configurable Valve Actuator, Non fail-safe, AC/DC 24 V, 2...10 V, terminals, modulating | 527.00
B309+NRX24-3-T N4 | Characterized Control Valve | Water | Characterized Control Valve (CCV), 1/2", 3-way, Cv 0.8 ¦Configurable Valve Actuator, Non fail-safe, AC/DC 24 V, On/Off, Floating point, NEMA 4X, terminals | 744.00
B309+NRX24-MFT-T N4 | Characterized Control Valve | Water | Characterized Control Valve (CCV), 1/2", 3-way, Cv 0.8 ¦Configurable Valve Actuator, Non fail-safe, AC/DC 24 V, 2...10 V, NEMA 4X, terminals | 1052.00
B309+NRX24-SR-T N4 | Characterized Control Valve | Water | Characterized Control Valve (CCV), 1/2", 3-way, Cv 0.8 ¦Configurable Valve Actuator, Non fail-safe, AC/DC 24 V, 2...10 V, NEMA 4X, terminals | 891.00
B309+TFRB120 | Characterized Control Valve | Water | Characterized Control Valve (CCV), 1/2", 3-way, Cv 0.8 ¦Valve Actuator, Spring return, AC 100...240 V, On/Off | 602.00
B309+TFRB120-S | Characterized Control Valve | Water | Characterized Control Valve (CCV), 1/2", 3-way, Cv 0.8 ¦Valve Actuator, Spring return, AC 100...240 V, On/Off, 1 x SPDT | 672.00
B309+TFRB24 | Characterized Control Valve | Water | Characterized Control Valve (CCV), 1/2", 3-way, Cv 0.8 ¦Valve Actuator, Spring return, AC/DC 24 V, On/Off | 538.00
B309+TFRB24-3 | Characterized Control Valve | Water | Characterized Control Valve (CCV), 1/2", 3-way, Cv 0.8 ¦Valve Actuator, Spring return, AC/DC 24 V, Floating point | 624.00
B309+TFRB24-3-S | Characterized Control Valve | Water | Characterized Control Valve (CCV), 1/2", 3-way, Cv 0.8 ¦Valve Actuator, Spring return, AC/DC 24 V, Floating point, 1 x SPDT | 693.00
B309+TFRB24-S | Characterized Control Valve | Water | Characterized Control Valve (CCV), 1/2", 3-way, Cv 0.8 ¦Valve Actuator, Spring return, AC/DC 24 V, On/Off, 1 x SPDT | 608.00
B309+TFRB24-SR | Characterized Control Valve | Water | Characterized Control Valve (CCV), 1/2", 3-way, Cv 0.8 ¦Valve Actuator, Spring return, AC/DC 24 V, 2...10 V, modulating | 639.00
B309+TFRB24-SR-S | Characterized Control Valve | Water | Characterized Control Valve (CCV), 1/2", 3-way, Cv 0.8 ¦Valve Actuator, Spring return, AC/DC 24 V, 2...10 V, 1 x SPDT, modulating | 709.00
B309+TFRX120 | Characterized Control Valve | Water | Characterized Control Valve (CCV), 1/2", 3-way, Cv 0.8 ¦Configurable Valve Actuator, Spring return, AC 100...240 V, On/Off | 602.00
B309+TFRX120-S | Characterized Control Valve | Water | Characterized Control Valve (CCV), 1/2", 3-way, Cv 0.8 ¦Configurable Valve Actuator, Spring return, AC 100...240 V, On/Off, 1 x SPDT | 672.00
B309+TFRX24 | Characterized Control Valve | Water | Characterized Control Valve (CCV), 1/2", 3-way, Cv 0.8 ¦Configurable Valve Actuator, Spring return, AC/DC 24 V, On/Off | 538.00
B309+TFRX24-3 | Characterized Control Valve | Water | Characterized Control Valve (CCV), 1/2", 3-way, Cv 0.8 ¦Configurable Valve Actuator, Spring return, AC/DC 24 V, Floating point | 624.00
B309+TFRX24-3-S | Characterized Control Valve | Water | Characterized Control Valve (CCV), 1/2", 3-way, Cv 0.8 ¦Configurable Valve Actuator, Spring return, AC/DC 24 V, Floating point, 1 x SPDT | 693.00
B309+TFRX24-MFT | Characterized Control Valve | Water | Characterized Control Valve (CCV), 1/2", 3-way, Cv 0.8 ¦Configurable Valve Actuator, Spring return, AC/DC 24 V, 2...10 V, MFT/programmable | 732.00
B309+TFRX24-S | Characterized Control Valve | Water | Characterized Control Valve (CCV), 1/2", 3-way, Cv 0.8 ¦Configurable Valve Actuator, Spring return, AC/DC 24 V, On/Off, 1 x SPDT | 608.00
B309+TFRX24-SR | Characterized Control Valve | Water | Characterized Control Valve (CCV), 1/2", 3-way, Cv 0.8 ¦Configurable Valve Actuator, Spring return, AC/DC 24 V, 2...10 V, modulating | 639.00
B309+TFRX24-SR-S | Characterized Control Valve | Water | Characterized Control Valve (CCV), 1/2", 3-way, Cv 0.8 ¦Configurable Valve Actuator, Spring return, AC/DC 24 V, 2...10 V, 1 x SPDT, modulating | 709.00
B309+TR24-3 US | Characterized Control Valve | Water | Characterized Control Valve (CCV), 1/2", 3-way, Cv 0.8 ¦Valve Actuator, Non fail-safe, AC 24 V, On/Off, Floating point | 338.00
B309+TR24-3/300 US | Characterized Control Valve | Water | Characterized Control Valve (CCV), 1/2", 3-way, Cv 0.8 ¦Valve Actuator, Non fail-safe, AC 24 V, On/Off | 361.00
B309+TR24-3/500 US | Characterized Control Valve | Water | Characterized Control Valve (CCV), 1/2", 3-way, Cv 0.8 ¦Valve Actuator, Non fail-safe, AC 24 V, On/Off | 390.00
B309+TR24-3-T US | Characterized Control Valve | Water | Characterized Control Valve (CCV), 1/2", 3-way, Cv 0.8 ¦Valve Actuator, Non fail-safe, AC 24 V, On/Off, Floating point, terminals | 325.00
B309+TR24-SR US | Characterized Control Valve | Water | Characterized Control Valve (CCV), 1/2", 3-way, Cv 0.8 ¦Valve Actuator, Non fail-safe, AC/DC 24 V, 2...10 V, modulating | 484.00
B309+TR24-SR/300 US | Characterized Control Valve | Water | Characterized Control Valve (CCV), 1/2", 3-way, Cv 0.8 ¦Valve Actuator, Non fail-safe, AC/DC 24 V, 2...10 V, modulating | 503.00
B309+TR24-SR/500 US | Characterized Control Valve | Water | Characterized Control Valve (CCV), 1/2", 3-way, Cv 0.8 ¦Valve Actuator, Non fail-safe, AC/DC 24 V, 2...10 V, modulating | 529.00
B309+TR24-SR-T US | Characterized Control Valve | Water | Characterized Control Valve (CCV), 1/2", 3-way, Cv 0.8 ¦Valve Actuator, Non fail-safe, AC/DC 24 V, 2...10 V, terminals, modulating | 469.00
B309B | Characterized Control Valve | Water | Characterized Control Valve (CCV), 1/2", 3-way, Cv 0.8 | 114.00
B309B+LF120 US | Characterized Control Valve | Water | Characterized Control Valve (CCV), 1/2", 3-way, Cv 0.8 ¦Valve Actuator, Spring return, AC 120 V, On/Off | 665.00
B309B+LF120-S US | Characterized Control Valve | Water | Characterized Control Valve (CCV), 1/2", 3-way, Cv 0.8 ¦Valve Actuator, Spring return, AC 120 V, On/Off, 1 x SPDT | 734.00
B309B+LF24 US | Characterized Control Valve | Water | Characterized Control Valve (CCV), 1/2", 3-way, Cv 0.8 ¦Valve Actuator, Spring return, AC/DC 24 V, On/Off | 584.00
B309B+LF24-3 US | Characterized Control Valve | Water | Characterized Control Valve (CCV), 1/2", 3-way, Cv 0.8 ¦Valve Actuator, Spring return, AC/DC 24 V, On/Off, Floating point | 718.00
B309B+LF24-S US | Characterized Control Valve | Water | Characterized Control Valve (CCV), 1/2", 3-way, Cv 0.8 ¦Valve Actuator, Spring return, AC/DC 24 V, On/Off, 1 x SPDT | 653.00
B309B+LF24-SR US | Characterized Control Valve | Water | Characterized Control Valve (CCV), 1/2", 3-way, Cv 0.8 ¦Valve Actuator, Spring return, AC/DC 24 V, 2...10 V, modulating | 742.00
B309B+LF24-SR-S US | Characterized Control Valve | Water | Characterized Control Valve (CCV), 1/2", 3-way, Cv 0.8 ¦Valve Actuator, Spring return, AC/DC 24 V, 2...10 V, 1 x SPDT, modulating | 811.00
B309B+LRB120-3 | Characterized Control Valve | Water | Characterized Control Valve (CCV), 1/2", 3-way, Cv 0.8 ¦Valve Actuator, Non fail-safe, AC 100...240 V, On/Off, Floating point | 398.00
B309B+LRB24-3 | Characterized Control Valve | Water | Characterized Control Valve (CCV), 1/2", 3-way, Cv 0.8 ¦Valve Actuator, Non fail-safe, AC/DC 24 V, On/Off, Floating point | 356.00
B309B+LRB24-3-S | Characterized Control Valve | Water | Characterized Control Valve (CCV), 1/2", 3-way, Cv 0.8 ¦Valve Actuator, Non fail-safe, AC/DC 24 V, On/Off, Floating point, 1 x SPDT | 457.00
B309B+LRB24-3-T | Characterized Control Valve | Water | Characterized Control Valve (CCV), 1/2", 3-way, Cv 0.8 ¦Valve Actuator, Non fail-safe, AC/DC 24 V, On/Off, Floating point, terminals | 338.00
B309B+LRB24-SR | Characterized Control Valve | Water | Characterized Control Valve (CCV), 1/2", 3-way, Cv 0.8 ¦Valve Actuator, Non fail-safe, AC/DC 24 V, 2...10 V, modulating | 507.00
B309B+LRB24-SR-T | Characterized Control Valve | Water | Characterized Control Valve (CCV), 1/2", 3-way, Cv 0.8 ¦Valve Actuator, Non fail-safe, AC/DC 24 V, 2...10 V, terminals, modulating | 491.00
B309B+TFRB120 | Characterized Control Valve | Water | Characterized Control Valve (CCV), 1/2", 3-way, Cv 0.8 ¦Valve Actuator, Spring return, AC 100...240 V, On/Off | 567.00
B309B+TFRB24 | Characterized Control Valve | Water | Characterized Control Valve (CCV), 1/2", 3-way, Cv 0.8 ¦Valve Actuator, Spring return, AC/DC 24 V, On/Off | 510.00
B309B+TFRB24-3 | Characterized Control Valve | Water | Characterized Control Valve (CCV), 1/2", 3-way, Cv 0.8 ¦Valve Actuator, Spring return, AC/DC 24 V, Floating point | 595.00
B309B+TFRB24-S | Characterized Control Valve | Water | Characterized Control Valve (CCV), 1/2", 3-way, Cv 0.8 ¦Valve Actuator, Spring return, AC/DC 24 V, On/Off, 1 x SPDT | 578.00
B309B+TFRB24-SR | Characterized Control Valve | Water | Characterized Control Valve (CCV), 1/2", 3-way, Cv 0.8 ¦Valve Actuator, Spring return, AC/DC 24 V, 2...10 V, modulating | 622.00
B309B+TFRB24-SR-S | Characterized Control Valve | Water | Characterized Control Valve (CCV), 1/2", 3-way, Cv 0.8 ¦Valve Actuator, Spring return, AC/DC 24 V, 2...10 V, 1 x SPDT, modulating | 691.00
B309B+TR24-3 US | Characterized Control Valve | Water | Characterized Control Valve (CCV), 1/2", 3-way, Cv 0.8 ¦Valve Actuator, Non fail-safe, AC 24 V, On/Off, Floating point | 288.00
B309B+TR24-3/300 US | Characterized Control Valve | Water | Characterized Control Valve (CCV), 1/2", 3-way, Cv 0.8 ¦Valve Actuator, Non fail-safe, AC 24 V, On/Off | 312.00
B309B+TR24-3/500 US | Characterized Control Valve | Water | Characterized Control Valve (CCV), 1/2", 3-way, Cv 0.8 ¦Valve Actuator, Non fail-safe, AC 24 V, On/Off | 334.00
B309B+TR24-3-T US | Characterized Control Valve | Water | Characterized Control Valve (CCV), 1/2", 3-way, Cv 0.8 ¦Valve Actuator, Non fail-safe, AC 24 V, On/Off, Floating point, terminals | 272.00
B309B+TR24-SR US | Characterized Control Valve | Water | Characterized Control Valve (CCV), 1/2", 3-way, Cv 0.8 ¦Valve Actuator, Non fail-safe, AC/DC 24 V, 2...10 V, modulating | 422.00
B309B+TR24-SR/300 US | Characterized Control Valve | Water | Characterized Control Valve (CCV), 1/2", 3-way, Cv 0.8 ¦Valve Actuator, Non fail-safe, AC/DC 24 V, 2...10 V, modulating | 448.00
B309B+TR24-SR/500 US | Characterized Control Valve | Water | Characterized Control Valve (CCV), 1/2", 3-way, Cv 0.8 ¦Valve Actuator, Non fail-safe, AC/DC 24 V, 2...10 V, modulating | 478.00
B309B+TR24-SR-T US | Characterized Control Valve | Water | Characterized Control Valve (CCV), 1/2", 3-way, Cv 0.8 ¦Valve Actuator, Non fail-safe, AC/DC 24 V, 2...10 V, terminals, modulating | 406.00
B310 | Characterized Control Valve | Water | Characterized Control Valve (CCV), 1/2", 3-way, Cv 1.2 | 172.00
B310+LF120 US | Characterized Control Valve | Water | Characterized Control Valve (CCV), 1/2", 3-way, Cv 1.2 ¦Valve Actuator, Spring return, AC 120 V, On/Off | 690.00
B310+LF120-S US | Characterized Control Valve | Water | Characterized Control Valve (CCV), 1/2", 3-way, Cv 1.2 ¦Valve Actuator, Spring return, AC 120 V, On/Off, 1 x SPDT | 760.00
B310+LF24 US | Characterized Control Valve | Water | Characterized Control Valve (CCV), 1/2", 3-way, Cv 1.2 ¦Valve Actuator, Spring return, AC/DC 24 V, On/Off | 605.00
B310+LF24-3 US | Characterized Control Valve | Water | Characterized Control Valve (CCV), 1/2", 3-way, Cv 1.2 ¦Valve Actuator, Spring return, AC/DC 24 V, On/Off, Floating point | 740.00
B310+LF24-MFT US | Characterized Control Valve | Water | Characterized Control Valve (CCV), 1/2", 3-way, Cv 1.2 ¦Configurable Valve Actuator, Spring return, AC/DC 24 V, 2...10 V, MFT/programmable | 852.00
B310+LF24-MFT-S US | Characterized Control Valve | Water | Characterized Control Valve (CCV), 1/2", 3-way, Cv 1.2 ¦Configurable Valve Actuator, Spring return, AC/DC 24 V, 2...10 V, 1 x SPDT, MFT/programmable | 922.00
B310+LF24-S US | Characterized Control Valve | Water | Characterized Control Valve (CCV), 1/2", 3-way, Cv 1.2 ¦Valve Actuator, Spring return, AC/DC 24 V, On/Off, 1 x SPDT | 675.00
B310+LF24-SR US | Characterized Control Valve | Water | Characterized Control Valve (CCV), 1/2", 3-way, Cv 1.2 ¦Valve Actuator, Spring return, AC/DC 24 V, 2...10 V, modulating | 772.00
B310+LF24-SR-S US | Characterized Control Valve | Water | Characterized Control Valve (CCV), 1/2", 3-way, Cv 1.2 ¦Valve Actuator, Spring return, AC/DC 24 V, 2...10 V, 1 x SPDT, modulating | 842.00
B310+LRB120-3 | Characterized Control Valve | Water | Characterized Control Valve (CCV), 1/2", 3-way, Cv 1.2 ¦Valve Actuator, Non fail-safe, AC 100...240 V, On/Off, Floating point | 448.00
B310+LRB24-3 | Characterized Control Valve | Water | Characterized Control Valve (CCV), 1/2", 3-way, Cv 1.2 ¦Valve Actuator, Non fail-safe, AC/DC 24 V, On/Off, Floating point | 404.00
B310+LRB24-3-S | Characterized Control Valve | Water | Characterized Control Valve (CCV), 1/2", 3-way, Cv 1.2 ¦Valve Actuator, Non fail-safe, AC/DC 24 V, On/Off, Floating point, 1 x SPDT | 507.00
B310+LRB24-3-T | Characterized Control Valve | Water | Characterized Control Valve (CCV), 1/2", 3-way, Cv 1.2 ¦Valve Actuator, Non fail-safe, AC/DC 24 V, On/Off, Floating point, terminals | 387.00
B310+LRB24-MFT | Characterized Control Valve | Water | Characterized Control Valve (CCV), 1/2", 3-way, Cv 1.2 ¦Valve Actuator, Non fail-safe, AC/DC 24 V, 2...10 V, MFT/programmable | 687.00
B310+LRB24-SR | Characterized Control Valve | Water | Characterized Control Valve (CCV), 1/2", 3-way, Cv 1.2 ¦Valve Actuator, Non fail-safe, AC/DC 24 V, 2...10 V, modulating | 543.00
B310+LRB24-SR-T | Characterized Control Valve | Water | Characterized Control Valve (CCV), 1/2", 3-way, Cv 1.2 ¦Valve Actuator, Non fail-safe, AC/DC 24 V, 2...10 V, terminals, modulating | 532.00
B310+LRCB24-3 | Characterized Control Valve | Water | Characterized Control Valve (CCV), 1/2", 3-way, Cv 1.2 ¦Valve Actuator, Non fail-safe, AC/DC 24 V, On/Off, Floating point | 436.00
B310+LRQX24-1 | Characterized Control Valve | Water | Characterized Control Valve (CCV), 1/2", 3-way, Cv 1.2 ¦Configurable Valve Actuator, Non fail-safe, AC/DC 24 V, On/Off | 835.00
B310+LRQX24-MFT | Characterized Control Valve | Water | Characterized Control Valve (CCV), 1/2", 3-way, Cv 1.2 ¦Configurable Valve Actuator, Non fail-safe, AC/DC 24 V, 2...10 V, MFT/programmable | 891.00
B310+LRX120-3 | Characterized Control Valve | Water | Characterized Control Valve (CCV), 1/2", 3-way, Cv 1.2 ¦Configurable Valve Actuator, Non fail-safe, AC 100...240 V, On/Off, Floating point | 448.00
B310+LRX120-SR | Characterized Control Valve | Water | Characterized Control Valve (CCV), 1/2", 3-way, Cv 1.2 ¦Configurable Valve Actuator, Non fail-safe, AC 100...240 V, 2...10 V, modulating | 596.00
B310+LRX24-3 | Characterized Control Valve | Water | Characterized Control Valve (CCV), 1/2", 3-way, Cv 1.2 ¦Configurable Valve Actuator, Non fail-safe, AC/DC 24 V, On/Off, Floating point | 404.00
B310+LRX24-3-S | Characterized Control Valve | Water | Characterized Control Valve (CCV), 1/2", 3-way, Cv 1.2 ¦Configurable Valve Actuator, Non fail-safe, AC/DC 24 V, On/Off, Floating point, 1 x SPDT | 507.00
B310+LRX24-3-T | Characterized Control Valve | Water | Characterized Control Valve (CCV), 1/2", 3-way, Cv 1.2 ¦Configurable Valve Actuator, Non fail-safe, AC/DC 24 V, On/Off, Floating point, terminals | 387.00
B310+LRX24-MFT | Characterized Control Valve | Water | Characterized Control Valve (CCV), 1/2", 3-way, Cv 1.2 ¦Configurable Valve Actuator, Non fail-safe, AC/DC 24 V, 2...10 V, MFT/programmable | 687.00
B310+LRX24-MFT95 | Characterized Control Valve | Water | Characterized Control Valve (CCV), 1/2", 3-way, Cv 1.2 ¦Configurable Valve Actuator, Non fail-safe, AC/DC 24 V, 0...135 Ω, MFT/programmable | 821.00
B310+LRX24-PC | Characterized Control Valve | Water | Characterized Control Valve (CCV), 1/2", 3-way, Cv 1.2 ¦Configurable Valve Actuator, Non fail-safe, AC/DC 24 V, 0...20 V PhC, modulating | 821.00
B310+LRX24-SR | Characterized Control Valve | Water | Characterized Control Valve (CCV), 1/2", 3-way, Cv 1.2 ¦Configurable Valve Actuator, Non fail-safe, AC/DC 24 V, 2...10 V, modulating | 543.00
B310+LRX24-SR-T | Characterized Control Valve | Water | Characterized Control Valve (CCV), 1/2", 3-way, Cv 1.2 ¦Configurable Valve Actuator, Non fail-safe, AC/DC 24 V, 2...10 V, terminals, modulating | 532.00
B310+NRX24-3-T N4 | Characterized Control Valve | Water | Characterized Control Valve (CCV), 1/2", 3-way, Cv 1.2 ¦Configurable Valve Actuator, Non fail-safe, AC/DC 24 V, On/Off, Floating point, NEMA 4X, terminals | 746.00
B310+NRX24-MFT-T N4 | Characterized Control Valve | Water | Characterized Control Valve (CCV), 1/2", 3-way, Cv 1.2 ¦Configurable Valve Actuator, Non fail-safe, AC/DC 24 V, 2...10 V, NEMA 4X, terminals | 1054.00
B310+NRX24-SR-T N4 | Characterized Control Valve | Water | Characterized Control Valve (CCV), 1/2", 3-way, Cv 1.2 ¦Configurable Valve Actuator, Non fail-safe, AC/DC 24 V, 2...10 V, NEMA 4X, terminals | 893.00
B310+TFRB120 | Characterized Control Valve | Water | Characterized Control Valve (CCV), 1/2", 3-way, Cv 1.2 ¦Valve Actuator, Spring return, AC 100...240 V, On/Off | 604.00
B310+TFRB120-S | Characterized Control Valve | Water | Characterized Control Valve (CCV), 1/2", 3-way, Cv 1.2 ¦Valve Actuator, Spring return, AC 100...240 V, On/Off, 1 x SPDT | 674.00
B310+TFRB24 | Characterized Control Valve | Water | Characterized Control Valve (CCV), 1/2", 3-way, Cv 1.2 ¦Valve Actuator, Spring return, AC/DC 24 V, On/Off | 540.00
B310+TFRB24-3 | Characterized Control Valve | Water | Characterized Control Valve (CCV), 1/2", 3-way, Cv 1.2 ¦Valve Actuator, Spring return, AC/DC 24 V, Floating point | 626.00
B310+TFRB24-3-S | Characterized Control Valve | Water | Characterized Control Valve (CCV), 1/2", 3-way, Cv 1.2 ¦Valve Actuator, Spring return, AC/DC 24 V, Floating point, 1 x SPDT | 695.00
B310+TFRB24-S | Characterized Control Valve | Water | Characterized Control Valve (CCV), 1/2", 3-way, Cv 1.2 ¦Valve Actuator, Spring return, AC/DC 24 V, On/Off, 1 x SPDT | 610.00
B310+TFRB24-SR | Characterized Control Valve | Water | Characterized Control Valve (CCV), 1/2", 3-way, Cv 1.2 ¦Valve Actuator, Spring return, AC/DC 24 V, 2...10 V, modulating | 641.00
B310+TFRB24-SR-S | Characterized Control Valve | Water | Characterized Control Valve (CCV), 1/2", 3-way, Cv 1.2 ¦Valve Actuator, Spring return, AC/DC 24 V, 2...10 V, 1 x SPDT, modulating | 711.00
B310+TFRX120 | Characterized Control Valve | Water | Characterized Control Valve (CCV), 1/2", 3-way, Cv 1.2 ¦Configurable Valve Actuator, Spring return, AC 100...240 V, On/Off | 604.00
B310+TFRX120-S | Characterized Control Valve | Water | Characterized Control Valve (CCV), 1/2", 3-way, Cv 1.2 ¦Configurable Valve Actuator, Spring return, AC 100...240 V, On/Off, 1 x SPDT | 674.00
B310+TFRX24 | Characterized Control Valve | Water | Characterized Control Valve (CCV), 1/2", 3-way, Cv 1.2 ¦Configurable Valve Actuator, Spring return, AC/DC 24 V, On/Off | 540.00
B310+TFRX24-3 | Characterized Control Valve | Water | Characterized Control Valve (CCV), 1/2", 3-way, Cv 1.2 ¦Configurable Valve Actuator, Spring return, AC/DC 24 V, Floating point | 626.00
B310+TFRX24-3-S | Characterized Control Valve | Water | Characterized Control Valve (CCV), 1/2", 3-way, Cv 1.2 ¦Configurable Valve Actuator, Spring return, AC/DC 24 V, Floating point, 1 x SPDT | 695.00
B310+TFRX24-MFT | Characterized Control Valve | Water | Characterized Control Valve (CCV), 1/2", 3-way, Cv 1.2 ¦Configurable Valve Actuator, Spring return, AC/DC 24 V, 2...10 V, MFT/programmable | 734.00
B310+TFRX24-S | Characterized Control Valve | Water | Characterized Control Valve (CCV), 1/2", 3-way, Cv 1.2 ¦Configurable Valve Actuator, Spring return, AC/DC 24 V, On/Off, 1 x SPDT | 610.00
B310+TFRX24-SR | Characterized Control Valve | Water | Characterized Control Valve (CCV), 1/2", 3-way, Cv 1.2 ¦Configurable Valve Actuator, Spring return, AC/DC 24 V, 2...10 V, modulating | 641.00
B310+TFRX24-SR-S | Characterized Control Valve | Water | Characterized Control Valve (CCV), 1/2", 3-way, Cv 1.2 ¦Configurable Valve Actuator, Spring return, AC/DC 24 V, 2...10 V, 1 x SPDT, modulating | 711.00
B310+TR24-3 US | Characterized Control Valve | Water | Characterized Control Valve (CCV), 1/2", 3-way, Cv 1.2 ¦Valve Actuator, Non fail-safe, AC 24 V, On/Off, Floating point | 341.00
B310+TR24-3/300 US | Characterized Control Valve | Water | Characterized Control Valve (CCV), 1/2", 3-way, Cv 1.2 ¦Valve Actuator, Non fail-safe, AC 24 V, On/Off | 363.00
B310+TR24-3/500 US | Characterized Control Valve | Water | Characterized Control Valve (CCV), 1/2", 3-way, Cv 1.2 ¦Valve Actuator, Non fail-safe, AC 24 V, On/Off | 396.00
B310+TR24-3-T US | Characterized Control Valve | Water | Characterized Control Valve (CCV), 1/2", 3-way, Cv 1.2 ¦Valve Actuator, Non fail-safe, AC 24 V, On/Off, Floating point, terminals | 328.00
B310+TR24-SR US | Characterized Control Valve | Water | Characterized Control Valve (CCV), 1/2", 3-way, Cv 1.2 ¦Valve Actuator, Non fail-safe, AC/DC 24 V, 2...10 V, modulating | 486.00
B310+TR24-SR/300 US | Characterized Control Valve | Water | Characterized Control Valve (CCV), 1/2", 3-way, Cv 1.2 ¦Valve Actuator, Non fail-safe, AC/DC 24 V, 2...10 V, modulating | 506.00
B310+TR24-SR/500 US | Characterized Control Valve | Water | Characterized Control Valve (CCV), 1/2", 3-way, Cv 1.2 ¦Valve Actuator, Non fail-safe, AC/DC 24 V, 2...10 V, modulating | 535.00
B310+TR24-SR-T US | Characterized Control Valve | Water | Characterized Control Valve (CCV), 1/2", 3-way, Cv 1.2 ¦Valve Actuator, Non fail-safe, AC/DC 24 V, 2...10 V, terminals, modulating | 471.00
B310B | Characterized Control Valve | Water | Characterized Control Valve (CCV), 1/2", 3-way, Cv 1.2 | 118.00
B310B+LF120 US | Characterized Control Valve | Water | Characterized Control Valve (CCV), 1/2", 3-way, Cv 1.2 ¦Valve Actuator, Spring return, AC 120 V, On/Off | 667.00
B310B+LF120-S US | Characterized Control Valve | Water | Characterized Control Valve (CCV), 1/2", 3-way, Cv 1.2 ¦Valve Actuator, Spring return, AC 120 V, On/Off, 1 x SPDT | 736.00
B310B+LF24 US | Characterized Control Valve | Water | Characterized Control Valve (CCV), 1/2", 3-way, Cv 1.2 ¦Valve Actuator, Spring return, AC/DC 24 V, On/Off | 586.00
B310B+LF24-3 US | Characterized Control Valve | Water | Characterized Control Valve (CCV), 1/2", 3-way, Cv 1.2 ¦Valve Actuator, Spring return, AC/DC 24 V, On/Off, Floating point | 720.00
B310B+LF24-S US | Characterized Control Valve | Water | Characterized Control Valve (CCV), 1/2", 3-way, Cv 1.2 ¦Valve Actuator, Spring return, AC/DC 24 V, On/Off, 1 x SPDT | 655.00
B310B+LF24-SR US | Characterized Control Valve | Water | Characterized Control Valve (CCV), 1/2", 3-way, Cv 1.2 ¦Valve Actuator, Spring return, AC/DC 24 V, 2...10 V, modulating | 744.00
B310B+LF24-SR-S US | Characterized Control Valve | Water | Characterized Control Valve (CCV), 1/2", 3-way, Cv 1.2 ¦Valve Actuator, Spring return, AC/DC 24 V, 2...10 V, 1 x SPDT, modulating | 813.00
B310B+LRB120-3 | Characterized Control Valve | Water | Characterized Control Valve (CCV), 1/2", 3-way, Cv 1.2 ¦Valve Actuator, Non fail-safe, AC 100...240 V, On/Off, Floating point | 402.00
B310B+LRB24-3 | Characterized Control Valve | Water | Characterized Control Valve (CCV), 1/2", 3-way, Cv 1.2 ¦Valve Actuator, Non fail-safe, AC/DC 24 V, On/Off, Floating point | 358.00
B310B+LRB24-3-S | Characterized Control Valve | Water | Characterized Control Valve (CCV), 1/2", 3-way, Cv 1.2 ¦Valve Actuator, Non fail-safe, AC/DC 24 V, On/Off, Floating point, 1 x SPDT | 459.00
B310B+LRB24-3-T | Characterized Control Valve | Water | Characterized Control Valve (CCV), 1/2", 3-way, Cv 1.2 ¦Valve Actuator, Non fail-safe, AC/DC 24 V, On/Off, Floating point, terminals | 341.00
B310B+LRB24-SR | Characterized Control Valve | Water | Characterized Control Valve (CCV), 1/2", 3-way, Cv 1.2 ¦Valve Actuator, Non fail-safe, AC/DC 24 V, 2...10 V, modulating | 509.00
B310B+LRB24-SR-T | Characterized Control Valve | Water | Characterized Control Valve (CCV), 1/2", 3-way, Cv 1.2 ¦Valve Actuator, Non fail-safe, AC/DC 24 V, 2...10 V, terminals, modulating | 493.00
B310B+TFRB120 | Characterized Control Valve | Water | Characterized Control Valve (CCV), 1/2", 3-way, Cv 1.2 ¦Valve Actuator, Spring return, AC 100...240 V, On/Off | 569.00
B310B+TFRB24 | Characterized Control Valve | Water | Characterized Control Valve (CCV), 1/2", 3-way, Cv 1.2 ¦Valve Actuator, Spring return, AC/DC 24 V, On/Off | 512.00
B310B+TFRB24-3 | Characterized Control Valve | Water | Characterized Control Valve (CCV), 1/2", 3-way, Cv 1.2 ¦Valve Actuator, Spring return, AC/DC 24 V, Floating point | 597.00
B310B+TFRB24-S | Characterized Control Valve | Water | Characterized Control Valve (CCV), 1/2", 3-way, Cv 1.2 ¦Valve Actuator, Spring return, AC/DC 24 V, On/Off, 1 x SPDT | 581.00
B310B+TFRB24-SR | Characterized Control Valve | Water | Characterized Control Valve (CCV), 1/2", 3-way, Cv 1.2 ¦Valve Actuator, Spring return, AC/DC 24 V, 2...10 V, modulating | 624.00
B310B+TFRB24-SR-S | Characterized Control Valve | Water | Characterized Control Valve (CCV), 1/2", 3-way, Cv 1.2 ¦Valve Actuator, Spring return, AC/DC 24 V, 2...10 V, 1 x SPDT, modulating | 693.00
B310B+TR24-3 US | Characterized Control Valve | Water | Characterized Control Valve (CCV), 1/2", 3-way, Cv 1.2 ¦Valve Actuator, Non fail-safe, AC 24 V, On/Off, Floating point | 290.00
B310B+TR24-3/300 US | Characterized Control Valve | Water | Characterized Control Valve (CCV), 1/2", 3-way, Cv 1.2 ¦Valve Actuator, Non fail-safe, AC 24 V, On/Off | 314.00
B310B+TR24-3/500 US | Characterized Control Valve | Water | Characterized Control Valve (CCV), 1/2", 3-way, Cv 1.2 ¦Valve Actuator, Non fail-safe, AC 24 V, On/Off | 336.00
B310B+TR24-3-T US | Characterized Control Valve | Water | Characterized Control Valve (CCV), 1/2", 3-way, Cv 1.2 ¦Valve Actuator, Non fail-safe, AC 24 V, On/Off, Floating point, terminals | 274.00
B310B+TR24-SR US | Characterized Control Valve | Water | Characterized Control Valve (CCV), 1/2", 3-way, Cv 1.2 ¦Valve Actuator, Non fail-safe, AC/DC 24 V, 2...10 V, modulating | 425.00
B310B+TR24-SR/300 US | Characterized Control Valve | Water | Characterized Control Valve (CCV), 1/2", 3-way, Cv 1.2 ¦Valve Actuator, Non fail-safe, AC/DC 24 V, 2...10 V, modulating | 451.00
B310B+TR24-SR/500 US | Characterized Control Valve | Water | Characterized Control Valve (CCV), 1/2", 3-way, Cv 1.2 ¦Valve Actuator, Non fail-safe, AC/DC 24 V, 2...10 V, modulating | 480.00
B310B+TR24-SR-T US | Characterized Control Valve | Water | Characterized Control Valve (CCV), 1/2", 3-way, Cv 1.2 ¦Valve Actuator, Non fail-safe, AC/DC 24 V, 2...10 V, terminals, modulating | 408.00
B311 | Characterized Control Valve | Water | Characterized Control Valve (CCV), 1/2", 3-way, Cv 1.9 | 172.00
B311+LF120 US | Characterized Control Valve | Water | Characterized Control Valve (CCV), 1/2", 3-way, Cv 1.9 ¦Valve Actuator, Spring return, AC 120 V, On/Off | 651.00
B311+LF120-S US | Characterized Control Valve | Water | Characterized Control Valve (CCV), 1/2", 3-way, Cv 1.9 ¦Valve Actuator, Spring return, AC 120 V, On/Off, 1 x SPDT | 721.00
B311+LF24 US | Characterized Control Valve | Water | Characterized Control Valve (CCV), 1/2", 3-way, Cv 1.9 ¦Valve Actuator, Spring return, AC/DC 24 V, On/Off | 605.00
B311+LF24-3 US | Characterized Control Valve | Water | Characterized Control Valve (CCV), 1/2", 3-way, Cv 1.9 ¦Valve Actuator, Spring return, AC/DC 24 V, On/Off, Floating point | 740.00
B311+LF24-MFT US | Characterized Control Valve | Water | Characterized Control Valve (CCV), 1/2", 3-way, Cv 1.9 ¦Configurable Valve Actuator, Spring return, AC/DC 24 V, 2...10 V, MFT/programmable | 852.00
B311+LF24-MFT-S US | Characterized Control Valve | Water | Characterized Control Valve (CCV), 1/2", 3-way, Cv 1.9 ¦Configurable Valve Actuator, Spring return, AC/DC 24 V, 2...10 V, 1 x SPDT, MFT/programmable | 922.00
B311+LF24-S US | Characterized Control Valve | Water | Characterized Control Valve (CCV), 1/2", 3-way, Cv 1.9 ¦Valve Actuator, Spring return, AC/DC 24 V, On/Off, 1 x SPDT | 675.00
B311+LF24-SR US | Characterized Control Valve | Water | Characterized Control Valve (CCV), 1/2", 3-way, Cv 1.9 ¦Valve Actuator, Spring return, AC/DC 24 V, 2...10 V, modulating | 772.00
B311+LF24-SR-S US | Characterized Control Valve | Water | Characterized Control Valve (CCV), 1/2", 3-way, Cv 1.9 ¦Valve Actuator, Spring return, AC/DC 24 V, 2...10 V, 1 x SPDT, modulating | 842.00
B311+LRB120-3 | Characterized Control Valve | Water | Characterized Control Valve (CCV), 1/2", 3-way, Cv 1.9 ¦Valve Actuator, Non fail-safe, AC 100...240 V, On/Off, Floating point | 448.00
B311+LRB24-3 | Characterized Control Valve | Water | Characterized Control Valve (CCV), 1/2", 3-way, Cv 1.9 ¦Valve Actuator, Non fail-safe, AC/DC 24 V, On/Off, Floating point | 404.00
B311+LRB24-3-S | Characterized Control Valve | Water | Characterized Control Valve (CCV), 1/2", 3-way, Cv 1.9 ¦Valve Actuator, Non fail-safe, AC/DC 24 V, On/Off, Floating point, 1 x SPDT | 507.00
B311+LRB24-3-T | Characterized Control Valve | Water | Characterized Control Valve (CCV), 1/2", 3-way, Cv 1.9 ¦Valve Actuator, Non fail-safe, AC/DC 24 V, On/Off, Floating point, terminals | 387.00
B311+LRB24-MFT | Characterized Control Valve | Water | Characterized Control Valve (CCV), 1/2", 3-way, Cv 1.9 ¦Valve Actuator, Non fail-safe, AC/DC 24 V, 2...10 V, MFT/programmable | 687.00
B311+LRB24-SR | Characterized Control Valve | Water | Characterized Control Valve (CCV), 1/2", 3-way, Cv 1.9 ¦Valve Actuator, Non fail-safe, AC/DC 24 V, 2...10 V, modulating | 543.00
B311+LRB24-SR-T | Characterized Control Valve | Water | Characterized Control Valve (CCV), 1/2", 3-way, Cv 1.9 ¦Valve Actuator, Non fail-safe, AC/DC 24 V, 2...10 V, terminals, modulating | 532.00
B311+LRCB24-3 | Characterized Control Valve | Water | Characterized Control Valve (CCV), 1/2", 3-way, Cv 1.9 ¦Valve Actuator, Non fail-safe, AC/DC 24 V, On/Off, Floating point | 436.00
B311+LRQX24-1 | Characterized Control Valve | Water | Characterized Control Valve (CCV), 1/2", 3-way, Cv 1.9 ¦Configurable Valve Actuator, Non fail-safe, AC/DC 24 V, On/Off | 835.00
B311+LRQX24-MFT | Characterized Control Valve | Water | Characterized Control Valve (CCV), 1/2", 3-way, Cv 1.9 ¦Configurable Valve Actuator, Non fail-safe, AC/DC 24 V, 2...10 V, MFT/programmable | 891.00
B311+LRX120-3 | Characterized Control Valve | Water | Characterized Control Valve (CCV), 1/2", 3-way, Cv 1.9 ¦Configurable Valve Actuator, Non fail-safe, AC 100...240 V, On/Off, Floating point | 448.00
B311+LRX120-SR | Characterized Control Valve | Water | Characterized Control Valve (CCV), 1/2", 3-way, Cv 1.9 ¦Configurable Valve Actuator, Non fail-safe, AC 100...240 V, 2...10 V, modulating | 596.00
B311+LRX24-3 | Characterized Control Valve | Water | Characterized Control Valve (CCV), 1/2", 3-way, Cv 1.9 ¦Configurable Valve Actuator, Non fail-safe, AC/DC 24 V, On/Off, Floating point | 404.00
B311+LRX24-3-S | Characterized Control Valve | Water | Characterized Control Valve (CCV), 1/2", 3-way, Cv 1.9 ¦Configurable Valve Actuator, Non fail-safe, AC/DC 24 V, On/Off, Floating point, 1 x SPDT | 507.00
B311+LRX24-3-T | Characterized Control Valve | Water | Characterized Control Valve (CCV), 1/2", 3-way, Cv 1.9 ¦Configurable Valve Actuator, Non fail-safe, AC/DC 24 V, On/Off, Floating point, terminals | 387.00
B311+LRX24-MFT | Characterized Control Valve | Water | Characterized Control Valve (CCV), 1/2", 3-way, Cv 1.9 ¦Configurable Valve Actuator, Non fail-safe, AC/DC 24 V, 2...10 V, MFT/programmable | 687.00
B311+LRX24-MFT95 | Characterized Control Valve | Water | Characterized Control Valve (CCV), 1/2", 3-way, Cv 1.9 ¦Configurable Valve Actuator, Non fail-safe, AC/DC 24 V, 0...135 Ω, MFT/programmable | 821.00
B311+LRX24-PC | Characterized Control Valve | Water | Characterized Control Valve (CCV), 1/2", 3-way, Cv 1.9 ¦Configurable Valve Actuator, Non fail-safe, AC/DC 24 V, 0...20 V PhC, modulating | 821.00
B311+LRX24-SR | Characterized Control Valve | Water | Characterized Control Valve (CCV), 1/2", 3-way, Cv 1.9 ¦Configurable Valve Actuator, Non fail-safe, AC/DC 24 V, 2...10 V, modulating | 543.00
B311+LRX24-SR-T | Characterized Control Valve | Water | Characterized Control Valve (CCV), 1/2", 3-way, Cv 1.9 ¦Configurable Valve Actuator, Non fail-safe, AC/DC 24 V, 2...10 V, terminals, modulating | 532.00
B311+NRX24-3-T N4 | Characterized Control Valve | Water | Characterized Control Valve (CCV), 1/2", 3-way, Cv 1.9 ¦Configurable Valve Actuator, Non fail-safe, AC/DC 24 V, On/Off, Floating point, NEMA 4X, terminals | 746.00
B311+NRX24-MFT-T N4 | Characterized Control Valve | Water | Characterized Control Valve (CCV), 1/2", 3-way, Cv 1.9 ¦Configurable Valve Actuator, Non fail-safe, AC/DC 24 V, 2...10 V, NEMA 4X, terminals | 1054.00
B311+NRX24-SR-T N4 | Characterized Control Valve | Water | Characterized Control Valve (CCV), 1/2", 3-way, Cv 1.9 ¦Configurable Valve Actuator, Non fail-safe, AC/DC 24 V, 2...10 V, NEMA 4X, terminals | 893.00
B311+TFRB120 | Characterized Control Valve | Water | Characterized Control Valve (CCV), 1/2", 3-way, Cv 1.9 ¦Valve Actuator, Spring return, AC 100...240 V, On/Off | 608.00
B311+TFRB120-S | Characterized Control Valve | Water | Characterized Control Valve (CCV), 1/2", 3-way, Cv 1.9 ¦Valve Actuator, Spring return, AC 100...240 V, On/Off, 1 x SPDT | 678.00
B311+TFRB24 | Characterized Control Valve | Water | Characterized Control Valve (CCV), 1/2", 3-way, Cv 1.9 ¦Valve Actuator, Spring return, AC/DC 24 V, On/Off | 548.00
B311+TFRB24-3 | Characterized Control Valve | Water | Characterized Control Valve (CCV), 1/2", 3-way, Cv 1.9 ¦Valve Actuator, Spring return, AC/DC 24 V, Floating point | 632.00
B311+TFRB24-3-S | Characterized Control Valve | Water | Characterized Control Valve (CCV), 1/2", 3-way, Cv 1.9 ¦Valve Actuator, Spring return, AC/DC 24 V, Floating point, 1 x SPDT | 701.00
B311+TFRB24-S | Characterized Control Valve | Water | Characterized Control Valve (CCV), 1/2", 3-way, Cv 1.9 ¦Valve Actuator, Spring return, AC/DC 24 V, On/Off, 1 x SPDT | 617.00
B311+TFRB24-SR | Characterized Control Valve | Water | Characterized Control Valve (CCV), 1/2", 3-way, Cv 1.9 ¦Valve Actuator, Spring return, AC/DC 24 V, 2...10 V, modulating | 646.00
B311+TFRB24-SR-S | Characterized Control Valve | Water | Characterized Control Valve (CCV), 1/2", 3-way, Cv 1.9 ¦Valve Actuator, Spring return, AC/DC 24 V, 2...10 V, 1 x SPDT, modulating | 717.00
B311+TFRX120 | Characterized Control Valve | Water | Characterized Control Valve (CCV), 1/2", 3-way, Cv 1.9 ¦Configurable Valve Actuator, Spring return, AC 100...240 V, On/Off | 608.00
B311+TFRX120-S | Characterized Control Valve | Water | Characterized Control Valve (CCV), 1/2", 3-way, Cv 1.9 ¦Configurable Valve Actuator, Spring return, AC 100...240 V, On/Off, 1 x SPDT | 678.00
B311+TFRX24 | Characterized Control Valve | Water | Characterized Control Valve (CCV), 1/2", 3-way, Cv 1.9 ¦Configurable Valve Actuator, Spring return, AC/DC 24 V, On/Off | 548.00
B311+TFRX24-3 | Characterized Control Valve | Water | Characterized Control Valve (CCV), 1/2", 3-way, Cv 1.9 ¦Configurable Valve Actuator, Spring return, AC/DC 24 V, Floating point | 632.00
B311+TFRX24-3-S | Characterized Control Valve | Water | Characterized Control Valve (CCV), 1/2", 3-way, Cv 1.9 ¦Configurable Valve Actuator, Spring return, AC/DC 24 V, Floating point, 1 x SPDT | 701.00
B311+TFRX24-MFT | Characterized Control Valve | Water | Characterized Control Valve (CCV), 1/2", 3-way, Cv 1.9 ¦Configurable Valve Actuator, Spring return, AC/DC 24 V, 2...10 V, MFT/programmable | 740.00
B311+TFRX24-S | Characterized Control Valve | Water | Characterized Control Valve (CCV), 1/2", 3-way, Cv 1.9 ¦Configurable Valve Actuator, Spring return, AC/DC 24 V, On/Off, 1 x SPDT | 617.00
B311+TFRX24-SR | Characterized Control Valve | Water | Characterized Control Valve (CCV), 1/2", 3-way, Cv 1.9 ¦Configurable Valve Actuator, Spring return, AC/DC 24 V, 2...10 V, modulating | 646.00
B311+TFRX24-SR-S | Characterized Control Valve | Water | Characterized Control Valve (CCV), 1/2", 3-way, Cv 1.9 ¦Configurable Valve Actuator, Spring return, AC/DC 24 V, 2...10 V, 1 x SPDT, modulating | 717.00
B311+TR24-3 US | Characterized Control Valve | Water | Characterized Control Valve (CCV), 1/2", 3-way, Cv 1.9 ¦Valve Actuator, Non fail-safe, AC 24 V, On/Off, Floating point | 341.00
B311+TR24-3/300 US | Characterized Control Valve | Water | Characterized Control Valve (CCV), 1/2", 3-way, Cv 1.9 ¦Valve Actuator, Non fail-safe, AC 24 V, On/Off | 363.00
B311+TR24-3/500 US | Characterized Control Valve | Water | Characterized Control Valve (CCV), 1/2", 3-way, Cv 1.9 ¦Valve Actuator, Non fail-safe, AC 24 V, On/Off | 396.00
B311+TR24-3-T US | Characterized Control Valve | Water | Characterized Control Valve (CCV), 1/2", 3-way, Cv 1.9 ¦Valve Actuator, Non fail-safe, AC 24 V, On/Off, Floating point, terminals | 328.00
B311+TR24-SR US | Characterized Control Valve | Water | Characterized Control Valve (CCV), 1/2", 3-way, Cv 1.9 ¦Valve Actuator, Non fail-safe, AC/DC 24 V, 2...10 V, modulating | 486.00
B311+TR24-SR/300 US | Characterized Control Valve | Water | Characterized Control Valve (CCV), 1/2", 3-way, Cv 1.9 ¦Valve Actuator, Non fail-safe, AC/DC 24 V, 2...10 V, modulating | 506.00
B311+TR24-SR/500 US | Characterized Control Valve | Water | Characterized Control Valve (CCV), 1/2", 3-way, Cv 1.9 ¦Valve Actuator, Non fail-safe, AC/DC 24 V, 2...10 V, modulating | 535.00
B311+TR24-SR-T US | Characterized Control Valve | Water | Characterized Control Valve (CCV), 1/2", 3-way, Cv 1.9 ¦Valve Actuator, Non fail-safe, AC/DC 24 V, 2...10 V, terminals, modulating | 471.00
B311B | Characterized Control Valve | Water | Characterized Control Valve (CCV), 1/2", 3-way, Cv 1.9 | 118.00
B311B+LF120 US | Characterized Control Valve | Water | Characterized Control Valve (CCV), 1/2", 3-way, Cv 1.9 ¦Valve Actuator, Spring return, AC 120 V, On/Off | 669.00
B311B+LF120-S US | Characterized Control Valve | Water | Characterized Control Valve (CCV), 1/2", 3-way, Cv 1.9 ¦Valve Actuator, Spring return, AC 120 V, On/Off, 1 x SPDT | 738.00
B311B+LF24 US | Characterized Control Valve | Water | Characterized Control Valve (CCV), 1/2", 3-way, Cv 1.9 ¦Valve Actuator, Spring return, AC/DC 24 V, On/Off | 586.00
B311B+LF24-3 US | Characterized Control Valve | Water | Characterized Control Valve (CCV), 1/2", 3-way, Cv 1.9 ¦Valve Actuator, Spring return, AC/DC 24 V, On/Off, Floating point | 720.00
B311B+LF24-S US | Characterized Control Valve | Water | Characterized Control Valve (CCV), 1/2", 3-way, Cv 1.9 ¦Valve Actuator, Spring return, AC/DC 24 V, On/Off, 1 x SPDT | 655.00
B311B+LF24-SR US | Characterized Control Valve | Water | Characterized Control Valve (CCV), 1/2", 3-way, Cv 1.9 ¦Valve Actuator, Spring return, AC/DC 24 V, 2...10 V, modulating | 744.00
B311B+LF24-SR-S US | Characterized Control Valve | Water | Characterized Control Valve (CCV), 1/2", 3-way, Cv 1.9 ¦Valve Actuator, Spring return, AC/DC 24 V, 2...10 V, 1 x SPDT, modulating | 813.00
B311B+LRB120-3 | Characterized Control Valve | Water | Characterized Control Valve (CCV), 1/2", 3-way, Cv 1.9 ¦Valve Actuator, Non fail-safe, AC 100...240 V, On/Off, Floating point | 402.00
B311B+LRB24-3 | Characterized Control Valve | Water | Characterized Control Valve (CCV), 1/2", 3-way, Cv 1.9 ¦Valve Actuator, Non fail-safe, AC/DC 24 V, On/Off, Floating point | 358.00
B311B+LRB24-3-S | Characterized Control Valve | Water | Characterized Control Valve (CCV), 1/2", 3-way, Cv 1.9 ¦Valve Actuator, Non fail-safe, AC/DC 24 V, On/Off, Floating point, 1 x SPDT | 459.00
B311B+LRB24-3-T | Characterized Control Valve | Water | Characterized Control Valve (CCV), 1/2", 3-way, Cv 1.9 ¦Valve Actuator, Non fail-safe, AC/DC 24 V, On/Off, Floating point, terminals | 341.00
B311B+LRB24-SR | Characterized Control Valve | Water | Characterized Control Valve (CCV), 1/2", 3-way, Cv 1.9 ¦Valve Actuator, Non fail-safe, AC/DC 24 V, 2...10 V, modulating | 509.00
B311B+LRB24-SR-T | Characterized Control Valve | Water | Characterized Control Valve (CCV), 1/2", 3-way, Cv 1.9 ¦Valve Actuator, Non fail-safe, AC/DC 24 V, 2...10 V, terminals, modulating | 493.00
B311B+TFRB120 | Characterized Control Valve | Water | Characterized Control Valve (CCV), 1/2", 3-way, Cv 1.9 ¦Valve Actuator, Spring return, AC 100...240 V, On/Off | 572.00
B311B+TFRB24 | Characterized Control Valve | Water | Characterized Control Valve (CCV), 1/2", 3-way, Cv 1.9 ¦Valve Actuator, Spring return, AC/DC 24 V, On/Off | 516.00
B311B+TFRB24-3 | Characterized Control Valve | Water | Characterized Control Valve (CCV), 1/2", 3-way, Cv 1.9 ¦Valve Actuator, Spring return, AC/DC 24 V, Floating point | 601.00
B311B+TFRB24-S | Characterized Control Valve | Water | Characterized Control Valve (CCV), 1/2", 3-way, Cv 1.9 ¦Valve Actuator, Spring return, AC/DC 24 V, On/Off, 1 x SPDT | 585.00
B311B+TFRB24-SR | Characterized Control Valve | Water | Characterized Control Valve (CCV), 1/2", 3-way, Cv 1.9 ¦Valve Actuator, Spring return, AC/DC 24 V, 2...10 V, modulating | 628.00
B311B+TFRB24-SR-S | Characterized Control Valve | Water | Characterized Control Valve (CCV), 1/2", 3-way, Cv 1.9 ¦Valve Actuator, Spring return, AC/DC 24 V, 2...10 V, 1 x SPDT, modulating | 696.00
B311B+TR24-3 US | Characterized Control Valve | Water | Characterized Control Valve (CCV), 1/2", 3-way, Cv 1.9 ¦Valve Actuator, Non fail-safe, AC 24 V, On/Off, Floating point | 290.00
B311B+TR24-3/300 US | Characterized Control Valve | Water | Characterized Control Valve (CCV), 1/2", 3-way, Cv 1.9 ¦Valve Actuator, Non fail-safe, AC 24 V, On/Off | 314.00
B311B+TR24-3/500 US | Characterized Control Valve | Water | Characterized Control Valve (CCV), 1/2", 3-way, Cv 1.9 ¦Valve Actuator, Non fail-safe, AC 24 V, On/Off | 336.00
B311B+TR24-3-T US | Characterized Control Valve | Water | Characterized Control Valve (CCV), 1/2", 3-way, Cv 1.9 ¦Valve Actuator, Non fail-safe, AC 24 V, On/Off, Floating point, terminals | 274.00
B311B+TR24-SR US | Characterized Control Valve | Water | Characterized Control Valve (CCV), 1/2", 3-way, Cv 1.9 ¦Valve Actuator, Non fail-safe, AC/DC 24 V, 2...10 V, modulating | 425.00
B311B+TR24-SR/300 US | Characterized Control Valve | Water | Characterized Control Valve (CCV), 1/2", 3-way, Cv 1.9 ¦Valve Actuator, Non fail-safe, AC/DC 24 V, 2...10 V, modulating | 451.00
B311B+TR24-SR/500 US | Characterized Control Valve | Water | Characterized Control Valve (CCV), 1/2", 3-way, Cv 1.9 ¦Valve Actuator, Non fail-safe, AC/DC 24 V, 2...10 V, modulating | 480.00
B311B+TR24-SR-T US | Characterized Control Valve | Water | Characterized Control Valve (CCV), 1/2", 3-way, Cv 1.9 ¦Valve Actuator, Non fail-safe, AC/DC 24 V, 2...10 V, terminals, modulating | 408.00
B312 | Characterized Control Valve | Water | Characterized Control Valve (CCV), 1/2", 3-way, Cv 3 | 172.00
B312+LF120 US | Characterized Control Valve | Water | Characterized Control Valve (CCV), 1/2", 3-way, Cv 3 ¦Valve Actuator, Spring return, AC 120 V, On/Off | 700.00
B312+LF120-S US | Characterized Control Valve | Water | Characterized Control Valve (CCV), 1/2", 3-way, Cv 3 ¦Valve Actuator, Spring return, AC 120 V, On/Off, 1 x SPDT | 770.00
B312+LF24 US | Characterized Control Valve | Water | Characterized Control Valve (CCV), 1/2", 3-way, Cv 3 ¦Valve Actuator, Spring return, AC/DC 24 V, On/Off | 618.00
B312+LF24-3 US | Characterized Control Valve | Water | Characterized Control Valve (CCV), 1/2", 3-way, Cv 3 ¦Valve Actuator, Spring return, AC/DC 24 V, On/Off, Floating point | 755.00
B312+LF24-MFT US | Characterized Control Valve | Water | Characterized Control Valve (CCV), 1/2", 3-way, Cv 3 ¦Configurable Valve Actuator, Spring return, AC/DC 24 V, 2...10 V, MFT/programmable | 865.00
B312+LF24-MFT-S US | Characterized Control Valve | Water | Characterized Control Valve (CCV), 1/2", 3-way, Cv 3 ¦Configurable Valve Actuator, Spring return, AC/DC 24 V, 2...10 V, 1 x SPDT, MFT/programmable | 934.00
B312+LF24-S US | Characterized Control Valve | Water | Characterized Control Valve (CCV), 1/2", 3-way, Cv 3 ¦Valve Actuator, Spring return, AC/DC 24 V, On/Off, 1 x SPDT | 688.00
B312+LF24-SR US | Characterized Control Valve | Water | Characterized Control Valve (CCV), 1/2", 3-way, Cv 3 ¦Valve Actuator, Spring return, AC/DC 24 V, 2...10 V, modulating | 787.00
B312+LF24-SR-S US | Characterized Control Valve | Water | Characterized Control Valve (CCV), 1/2", 3-way, Cv 3 ¦Valve Actuator, Spring return, AC/DC 24 V, 2...10 V, 1 x SPDT, modulating | 856.00
B312+LRB120-3 | Characterized Control Valve | Water | Characterized Control Valve (CCV), 1/2", 3-way, Cv 3 ¦Valve Actuator, Non fail-safe, AC 100...240 V, On/Off, Floating point | 456.00
B312+LRB24-3 | Characterized Control Valve | Water | Characterized Control Valve (CCV), 1/2", 3-way, Cv 3 ¦Valve Actuator, Non fail-safe, AC/DC 24 V, On/Off, Floating point | 413.00
B312+LRB24-3-S | Characterized Control Valve | Water | Characterized Control Valve (CCV), 1/2", 3-way, Cv 3 ¦Valve Actuator, Non fail-safe, AC/DC 24 V, On/Off, Floating point, 1 x SPDT | 517.00
B312+LRB24-3-T | Characterized Control Valve | Water | Characterized Control Valve (CCV), 1/2", 3-way, Cv 3 ¦Valve Actuator, Non fail-safe, AC/DC 24 V, On/Off, Floating point, terminals | 396.00
B312+LRB24-MFT | Characterized Control Valve | Water | Characterized Control Valve (CCV), 1/2", 3-way, Cv 3 ¦Valve Actuator, Non fail-safe, AC/DC 24 V, 2...10 V, MFT/programmable | 696.00
B312+LRB24-SR | Characterized Control Valve | Water | Characterized Control Valve (CCV), 1/2", 3-way, Cv 3 ¦Valve Actuator, Non fail-safe, AC/DC 24 V, 2...10 V, modulating | 554.00
B312+LRB24-SR-T | Characterized Control Valve | Water | Characterized Control Valve (CCV), 1/2", 3-way, Cv 3 ¦Valve Actuator, Non fail-safe, AC/DC 24 V, 2...10 V, terminals, modulating | 536.00
B312+LRCB24-3 | Characterized Control Valve | Water | Characterized Control Valve (CCV), 1/2", 3-way, Cv 3 ¦Valve Actuator, Non fail-safe, AC/DC 24 V, On/Off, Floating point | 446.00
B312+LRQX24-1 | Characterized Control Valve | Water | Characterized Control Valve (CCV), 1/2", 3-way, Cv 3 ¦Configurable Valve Actuator, Non fail-safe, AC/DC 24 V, On/Off | 841.00
B312+LRQX24-MFT | Characterized Control Valve | Water | Characterized Control Valve (CCV), 1/2", 3-way, Cv 3 ¦Configurable Valve Actuator, Non fail-safe, AC/DC 24 V, 2...10 V, MFT/programmable | 893.00
B312+LRX120-3 | Characterized Control Valve | Water | Characterized Control Valve (CCV), 1/2", 3-way, Cv 3 ¦Configurable Valve Actuator, Non fail-safe, AC 100...240 V, On/Off, Floating point | 456.00
B312+LRX120-SR | Characterized Control Valve | Water | Characterized Control Valve (CCV), 1/2", 3-way, Cv 3 ¦Configurable Valve Actuator, Non fail-safe, AC 100...240 V, 2...10 V, modulating | 601.00
B312+LRX24-3 | Characterized Control Valve | Water | Characterized Control Valve (CCV), 1/2", 3-way, Cv 3 ¦Configurable Valve Actuator, Non fail-safe, AC/DC 24 V, On/Off, Floating point | 413.00
B312+LRX24-3-S | Characterized Control Valve | Water | Characterized Control Valve (CCV), 1/2", 3-way, Cv 3 ¦Configurable Valve Actuator, Non fail-safe, AC/DC 24 V, On/Off, Floating point, 1 x SPDT | 517.00
B312+LRX24-3-T | Characterized Control Valve | Water | Characterized Control Valve (CCV), 1/2", 3-way, Cv 3 ¦Configurable Valve Actuator, Non fail-safe, AC/DC 24 V, On/Off, Floating point, terminals | 396.00
B312+LRX24-MFT | Characterized Control Valve | Water | Characterized Control Valve (CCV), 1/2", 3-way, Cv 3 ¦Configurable Valve Actuator, Non fail-safe, AC/DC 24 V, 2...10 V, MFT/programmable | 696.00
B312+LRX24-MFT95 | Characterized Control Valve | Water | Characterized Control Valve (CCV), 1/2", 3-way, Cv 3 ¦Configurable Valve Actuator, Non fail-safe, AC/DC 24 V, 0...135 Ω, MFT/programmable | 824.00
B312+LRX24-PC | Characterized Control Valve | Water | Characterized Control Valve (CCV), 1/2", 3-way, Cv 3 ¦Configurable Valve Actuator, Non fail-safe, AC/DC 24 V, 0...20 V PhC, modulating | 824.00
B312+LRX24-SR | Characterized Control Valve | Water | Characterized Control Valve (CCV), 1/2", 3-way, Cv 3 ¦Configurable Valve Actuator, Non fail-safe, AC/DC 24 V, 2...10 V, modulating | 554.00
B312+LRX24-SR-T | Characterized Control Valve | Water | Characterized Control Valve (CCV), 1/2", 3-way, Cv 3 ¦Configurable Valve Actuator, Non fail-safe, AC/DC 24 V, 2...10 V, terminals, modulating | 536.00
B312+NRX24-3-T N4 | Characterized Control Valve | Water | Characterized Control Valve (CCV), 1/2", 3-way, Cv 3 ¦Configurable Valve Actuator, Non fail-safe, AC/DC 24 V, On/Off, Floating point, NEMA 4X, terminals | 750.00
B312+NRX24-MFT-T N4 | Characterized Control Valve | Water | Characterized Control Valve (CCV), 1/2", 3-way, Cv 3 ¦Configurable Valve Actuator, Non fail-safe, AC/DC 24 V, 2...10 V, NEMA 4X, terminals | 1056.00
B312+NRX24-SR-T N4 | Characterized Control Valve | Water | Characterized Control Valve (CCV), 1/2", 3-way, Cv 3 ¦Configurable Valve Actuator, Non fail-safe, AC/DC 24 V, 2...10 V, NEMA 4X, terminals | 895.00
B312+TFRB120 | Characterized Control Valve | Water | Characterized Control Valve (CCV), 1/2", 3-way, Cv 3 ¦Valve Actuator, Spring return, AC 100...240 V, On/Off | 613.00
B312+TFRB120-S | Characterized Control Valve | Water | Characterized Control Valve (CCV), 1/2", 3-way, Cv 3 ¦Valve Actuator, Spring return, AC 100...240 V, On/Off, 1 x SPDT | 684.00
B312+TFRB24 | Characterized Control Valve | Water | Characterized Control Valve (CCV), 1/2", 3-way, Cv 3 ¦Valve Actuator, Spring return, AC/DC 24 V, On/Off | 556.00
B312+TFRB24-3 | Characterized Control Valve | Water | Characterized Control Valve (CCV), 1/2", 3-way, Cv 3 ¦Valve Actuator, Spring return, AC/DC 24 V, Floating point | 641.00
B312+TFRB24-3-S | Characterized Control Valve | Water | Characterized Control Valve (CCV), 1/2", 3-way, Cv 3 ¦Valve Actuator, Spring return, AC/DC 24 V, Floating point, 1 x SPDT | 711.00
B312+TFRB24-S | Characterized Control Valve | Water | Characterized Control Valve (CCV), 1/2", 3-way, Cv 3 ¦Valve Actuator, Spring return, AC/DC 24 V, On/Off, 1 x SPDT | 625.00
B312+TFRB24-SR | Characterized Control Valve | Water | Characterized Control Valve (CCV), 1/2", 3-way, Cv 3 ¦Valve Actuator, Spring return, AC/DC 24 V, 2...10 V, modulating | 654.00
B312+TFRB24-SR-S | Characterized Control Valve | Water | Characterized Control Valve (CCV), 1/2", 3-way, Cv 3 ¦Valve Actuator, Spring return, AC/DC 24 V, 2...10 V, 1 x SPDT, modulating | 724.00
B312+TFRX120 | Characterized Control Valve | Water | Characterized Control Valve (CCV), 1/2", 3-way, Cv 3 ¦Configurable Valve Actuator, Spring return, AC 100...240 V, On/Off | 613.00
B312+TFRX120-S | Characterized Control Valve | Water | Characterized Control Valve (CCV), 1/2", 3-way, Cv 3 ¦Configurable Valve Actuator, Spring return, AC 100...240 V, On/Off, 1 x SPDT | 684.00
B312+TFRX24 | Characterized Control Valve | Water | Characterized Control Valve (CCV), 1/2", 3-way, Cv 3 ¦Configurable Valve Actuator, Spring return, AC/DC 24 V, On/Off | 556.00
B312+TFRX24-3 | Characterized Control Valve | Water | Characterized Control Valve (CCV), 1/2", 3-way, Cv 3 ¦Configurable Valve Actuator, Spring return, AC/DC 24 V, Floating point | 641.00
B312+TFRX24-3-S | Characterized Control Valve | Water | Characterized Control Valve (CCV), 1/2", 3-way, Cv 3 ¦Configurable Valve Actuator, Spring return, AC/DC 24 V, Floating point, 1 x SPDT | 711.00
B312+TFRX24-MFT | Characterized Control Valve | Water | Characterized Control Valve (CCV), 1/2", 3-way, Cv 3 ¦Configurable Valve Actuator, Spring return, AC/DC 24 V, 2...10 V, MFT/programmable | 750.00
B312+TFRX24-S | Characterized Control Valve | Water | Characterized Control Valve (CCV), 1/2", 3-way, Cv 3 ¦Configurable Valve Actuator, Spring return, AC/DC 24 V, On/Off, 1 x SPDT | 625.00
B312+TFRX24-SR | Characterized Control Valve | Water | Characterized Control Valve (CCV), 1/2", 3-way, Cv 3 ¦Configurable Valve Actuator, Spring return, AC/DC 24 V, 2...10 V, modulating | 654.00
B312+TFRX24-SR-S | Characterized Control Valve | Water | Characterized Control Valve (CCV), 1/2", 3-way, Cv 3 ¦Configurable Valve Actuator, Spring return, AC/DC 24 V, 2...10 V, 1 x SPDT, modulating | 724.00
B312+TR24-3 US | Characterized Control Valve | Water | Characterized Control Valve (CCV), 1/2", 3-way, Cv 3 ¦Valve Actuator, Non fail-safe, AC 24 V, On/Off, Floating point | 350.00
B312+TR24-3/300 US | Characterized Control Valve | Water | Characterized Control Valve (CCV), 1/2", 3-way, Cv 3 ¦Valve Actuator, Non fail-safe, AC 24 V, On/Off | 372.00
B312+TR24-3/500 US | Characterized Control Valve | Water | Characterized Control Valve (CCV), 1/2", 3-way, Cv 3 ¦Valve Actuator, Non fail-safe, AC 24 V, On/Off | 405.00
B312+TR24-3-T US | Characterized Control Valve | Water | Characterized Control Valve (CCV), 1/2", 3-way, Cv 3 ¦Valve Actuator, Non fail-safe, AC 24 V, On/Off, Floating point, terminals | 334.00
B312+TR24-SR US | Characterized Control Valve | Water | Characterized Control Valve (CCV), 1/2", 3-way, Cv 3 ¦Valve Actuator, Non fail-safe, AC/DC 24 V, 2...10 V, modulating | 492.00
B312+TR24-SR/300 US | Characterized Control Valve | Water | Characterized Control Valve (CCV), 1/2", 3-way, Cv 3 ¦Valve Actuator, Non fail-safe, AC/DC 24 V, 2...10 V, modulating | 513.00
B312+TR24-SR/500 US | Characterized Control Valve | Water | Characterized Control Valve (CCV), 1/2", 3-way, Cv 3 ¦Valve Actuator, Non fail-safe, AC/DC 24 V, 2...10 V, modulating | 544.00
B312+TR24-SR-T US | Characterized Control Valve | Water | Characterized Control Valve (CCV), 1/2", 3-way, Cv 3 ¦Valve Actuator, Non fail-safe, AC/DC 24 V, 2...10 V, terminals, modulating | 477.00
B312B | Characterized Control Valve | Water | Characterized Control Valve (CCV), 1/2", 3-way, Cv 3 | 130.00
B312B+LF120 US | Characterized Control Valve | Water | Characterized Control Valve (CCV), 1/2", 3-way, Cv 3 ¦Valve Actuator, Spring return, AC 120 V, On/Off | 672.00
B312B+LF120-S US | Characterized Control Valve | Water | Characterized Control Valve (CCV), 1/2", 3-way, Cv 3 ¦Valve Actuator, Spring return, AC 120 V, On/Off, 1 x SPDT | 740.00
B312B+LF24 US | Characterized Control Valve | Water | Characterized Control Valve (CCV), 1/2", 3-way, Cv 3 ¦Valve Actuator, Spring return, AC/DC 24 V, On/Off | 598.00
B312B+LF24-3 US | Characterized Control Valve | Water | Characterized Control Valve (CCV), 1/2", 3-way, Cv 3 ¦Valve Actuator, Spring return, AC/DC 24 V, On/Off, Floating point | 731.00
B312B+LF24-S US | Characterized Control Valve | Water | Characterized Control Valve (CCV), 1/2", 3-way, Cv 3 ¦Valve Actuator, Spring return, AC/DC 24 V, On/Off, 1 x SPDT | 668.00
B312B+LF24-SR US | Characterized Control Valve | Water | Characterized Control Valve (CCV), 1/2", 3-way, Cv 3 ¦Valve Actuator, Spring return, AC/DC 24 V, 2...10 V, modulating | 756.00
B312B+LF24-SR-S US | Characterized Control Valve | Water | Characterized Control Valve (CCV), 1/2", 3-way, Cv 3 ¦Valve Actuator, Spring return, AC/DC 24 V, 2...10 V, 1 x SPDT, modulating | 825.00
B312B+LRB120-3 | Characterized Control Valve | Water | Characterized Control Valve (CCV), 1/2", 3-way, Cv 3 ¦Valve Actuator, Non fail-safe, AC 100...240 V, On/Off, Floating point | 406.00
B312B+LRB24-3 | Characterized Control Valve | Water | Characterized Control Valve (CCV), 1/2", 3-way, Cv 3 ¦Valve Actuator, Non fail-safe, AC/DC 24 V, On/Off, Floating point | 363.00
B312B+LRB24-3-S | Characterized Control Valve | Water | Characterized Control Valve (CCV), 1/2", 3-way, Cv 3 ¦Valve Actuator, Non fail-safe, AC/DC 24 V, On/Off, Floating point, 1 x SPDT | 466.00
B312B+LRB24-3-T | Characterized Control Valve | Water | Characterized Control Valve (CCV), 1/2", 3-way, Cv 3 ¦Valve Actuator, Non fail-safe, AC/DC 24 V, On/Off, Floating point, terminals | 348.00
B312B+LRB24-SR | Characterized Control Valve | Water | Characterized Control Valve (CCV), 1/2", 3-way, Cv 3 ¦Valve Actuator, Non fail-safe, AC/DC 24 V, 2...10 V, modulating | 513.00
B312B+LRB24-SR-T | Characterized Control Valve | Water | Characterized Control Valve (CCV), 1/2", 3-way, Cv 3 ¦Valve Actuator, Non fail-safe, AC/DC 24 V, 2...10 V, terminals, modulating | 502.00
B312B+TFRB120 | Characterized Control Valve | Water | Characterized Control Valve (CCV), 1/2", 3-way, Cv 3 ¦Valve Actuator, Spring return, AC 100...240 V, On/Off | 577.00
B312B+TFRB24 | Characterized Control Valve | Water | Characterized Control Valve (CCV), 1/2", 3-way, Cv 3 ¦Valve Actuator, Spring return, AC/DC 24 V, On/Off | 520.00
B312B+TFRB24-3 | Characterized Control Valve | Water | Characterized Control Valve (CCV), 1/2", 3-way, Cv 3 ¦Valve Actuator, Spring return, AC/DC 24 V, Floating point | 605.00
B312B+TFRB24-S | Characterized Control Valve | Water | Characterized Control Valve (CCV), 1/2", 3-way, Cv 3 ¦Valve Actuator, Spring return, AC/DC 24 V, On/Off, 1 x SPDT | 590.00
B312B+TFRB24-SR | Characterized Control Valve | Water | Characterized Control Valve (CCV), 1/2", 3-way, Cv 3 ¦Valve Actuator, Spring return, AC/DC 24 V, 2...10 V, modulating | 632.00
B312B+TFRB24-SR-S | Characterized Control Valve | Water | Characterized Control Valve (CCV), 1/2", 3-way, Cv 3 ¦Valve Actuator, Spring return, AC/DC 24 V, 2...10 V, 1 x SPDT, modulating | 701.00
B312B+TR24-3 US | Characterized Control Valve | Water | Characterized Control Valve (CCV), 1/2", 3-way, Cv 3 ¦Valve Actuator, Non fail-safe, AC 24 V, On/Off, Floating point | 301.00
B312B+TR24-3/300 US | Characterized Control Valve | Water | Characterized Control Valve (CCV), 1/2", 3-way, Cv 3 ¦Valve Actuator, Non fail-safe, AC 24 V, On/Off | 321.00
B312B+TR24-3/500 US | Characterized Control Valve | Water | Characterized Control Valve (CCV), 1/2", 3-way, Cv 3 ¦Valve Actuator, Non fail-safe, AC 24 V, On/Off | 346.00
B312B+TR24-3-T US | Characterized Control Valve | Water | Characterized Control Valve (CCV), 1/2", 3-way, Cv 3 ¦Valve Actuator, Non fail-safe, AC 24 V, On/Off, Floating point, terminals | 282.00
B312B+TR24-SR US | Characterized Control Valve | Water | Characterized Control Valve (CCV), 1/2", 3-way, Cv 3 ¦Valve Actuator, Non fail-safe, AC/DC 24 V, 2...10 V, modulating | 434.00
B312B+TR24-SR/300 US | Characterized Control Valve | Water | Characterized Control Valve (CCV), 1/2", 3-way, Cv 3 ¦Valve Actuator, Non fail-safe, AC/DC 24 V, 2...10 V, modulating | 462.00
B312B+TR24-SR/500 US | Characterized Control Valve | Water | Characterized Control Valve (CCV), 1/2", 3-way, Cv 3 ¦Valve Actuator, Non fail-safe, AC/DC 24 V, 2...10 V, modulating | 488.00
B312B+TR24-SR-T US | Characterized Control Valve | Water | Characterized Control Valve (CCV), 1/2", 3-way, Cv 3 ¦Valve Actuator, Non fail-safe, AC/DC 24 V, 2...10 V, terminals, modulating | 417.00
B313 | Characterized Control Valve | Water | Characterized Control Valve (CCV), 1/2", 3-way, Cv 4.7 | 190.00
B313+LF120 US | Characterized Control Valve | Water | Characterized Control Valve (CCV), 1/2", 3-way, Cv 4.7 ¦Valve Actuator, Spring return, AC 120 V, On/Off | 702.00
B313+LF120-S US | Characterized Control Valve | Water | Characterized Control Valve (CCV), 1/2", 3-way, Cv 4.7 ¦Valve Actuator, Spring return, AC 120 V, On/Off, 1 x SPDT | 772.00
B313+LF24 US | Characterized Control Valve | Water | Characterized Control Valve (CCV), 1/2", 3-way, Cv 4.7 ¦Valve Actuator, Spring return, AC/DC 24 V, On/Off | 622.00
B313+LF24-3 US | Characterized Control Valve | Water | Characterized Control Valve (CCV), 1/2", 3-way, Cv 4.7 ¦Valve Actuator, Spring return, AC/DC 24 V, On/Off, Floating point | 757.00
B313+LF24-MFT US | Characterized Control Valve | Water | Characterized Control Valve (CCV), 1/2", 3-way, Cv 4.7 ¦Configurable Valve Actuator, Spring return, AC/DC 24 V, 2...10 V, MFT/programmable | 867.00
B313+LF24-MFT-S US | Characterized Control Valve | Water | Characterized Control Valve (CCV), 1/2", 3-way, Cv 4.7 ¦Configurable Valve Actuator, Spring return, AC/DC 24 V, 2...10 V, 1 x SPDT, MFT/programmable | 936.00
B313+LF24-S US | Characterized Control Valve | Water | Characterized Control Valve (CCV), 1/2", 3-way, Cv 4.7 ¦Valve Actuator, Spring return, AC/DC 24 V, On/Off, 1 x SPDT | 691.00
B313+LF24-SR US | Characterized Control Valve | Water | Characterized Control Valve (CCV), 1/2", 3-way, Cv 4.7 ¦Valve Actuator, Spring return, AC/DC 24 V, 2...10 V, modulating | 790.00
B313+LF24-SR-S US | Characterized Control Valve | Water | Characterized Control Valve (CCV), 1/2", 3-way, Cv 4.7 ¦Valve Actuator, Spring return, AC/DC 24 V, 2...10 V, 1 x SPDT, modulating | 858.00
B313+LRB120-3 | Characterized Control Valve | Water | Characterized Control Valve (CCV), 1/2", 3-way, Cv 4.7 ¦Valve Actuator, Non fail-safe, AC 100...240 V, On/Off, Floating point | 461.00
B313+LRB24-3 | Characterized Control Valve | Water | Characterized Control Valve (CCV), 1/2", 3-way, Cv 4.7 ¦Valve Actuator, Non fail-safe, AC/DC 24 V, On/Off, Floating point | 419.00
B313+LRB24-3-S | Characterized Control Valve | Water | Characterized Control Valve (CCV), 1/2", 3-way, Cv 4.7 ¦Valve Actuator, Non fail-safe, AC/DC 24 V, On/Off, Floating point, 1 x SPDT | 522.00
B313+LRB24-3-T | Characterized Control Valve | Water | Characterized Control Valve (CCV), 1/2", 3-way, Cv 4.7 ¦Valve Actuator, Non fail-safe, AC/DC 24 V, On/Off, Floating point, terminals | 402.00
B313+LRB24-MFT | Characterized Control Valve | Water | Characterized Control Valve (CCV), 1/2", 3-way, Cv 4.7 ¦Valve Actuator, Non fail-safe, AC/DC 24 V, 2...10 V, MFT/programmable | 702.00
B313+LRB24-SR | Characterized Control Valve | Water | Characterized Control Valve (CCV), 1/2", 3-way, Cv 4.7 ¦Valve Actuator, Non fail-safe, AC/DC 24 V, 2...10 V, modulating | 559.00
B313+LRB24-SR-T | Characterized Control Valve | Water | Characterized Control Valve (CCV), 1/2", 3-way, Cv 4.7 ¦Valve Actuator, Non fail-safe, AC/DC 24 V, 2...10 V, terminals, modulating | 540.00
B313+LRCB24-3 | Characterized Control Valve | Water | Characterized Control Valve (CCV), 1/2", 3-way, Cv 4.7 ¦Valve Actuator, Non fail-safe, AC/DC 24 V, On/Off, Floating point | 453.00
B313+LRQX24-1 | Characterized Control Valve | Water | Characterized Control Valve (CCV), 1/2", 3-way, Cv 4.7 ¦Configurable Valve Actuator, Non fail-safe, AC/DC 24 V, On/Off | 852.00
B313+LRQX24-MFT | Characterized Control Valve | Water | Characterized Control Valve (CCV), 1/2", 3-way, Cv 4.7 ¦Configurable Valve Actuator, Non fail-safe, AC/DC 24 V, 2...10 V, MFT/programmable | 904.00
B313+LRX120-3 | Characterized Control Valve | Water | Characterized Control Valve (CCV), 1/2", 3-way, Cv 4.7 ¦Configurable Valve Actuator, Non fail-safe, AC 100...240 V, On/Off, Floating point | 461.00
B313+LRX120-SR | Characterized Control Valve | Water | Characterized Control Valve (CCV), 1/2", 3-way, Cv 4.7 ¦Configurable Valve Actuator, Non fail-safe, AC 100...240 V, 2...10 V, modulating | 605.00
B313+LRX24-3 | Characterized Control Valve | Water | Characterized Control Valve (CCV), 1/2", 3-way, Cv 4.7 ¦Configurable Valve Actuator, Non fail-safe, AC/DC 24 V, On/Off, Floating point | 419.00
B313+LRX24-3-S | Characterized Control Valve | Water | Characterized Control Valve (CCV), 1/2", 3-way, Cv 4.7 ¦Configurable Valve Actuator, Non fail-safe, AC/DC 24 V, On/Off, Floating point, 1 x SPDT | 522.00
B313+LRX24-3-T | Characterized Control Valve | Water | Characterized Control Valve (CCV), 1/2", 3-way, Cv 4.7 ¦Configurable Valve Actuator, Non fail-safe, AC/DC 24 V, On/Off, Floating point, terminals | 402.00
B313+LRX24-MFT | Characterized Control Valve | Water | Characterized Control Valve (CCV), 1/2", 3-way, Cv 4.7 ¦Configurable Valve Actuator, Non fail-safe, AC/DC 24 V, 2...10 V, MFT/programmable | 702.00
B313+LRX24-MFT95 | Characterized Control Valve | Water | Characterized Control Valve (CCV), 1/2", 3-way, Cv 4.7 ¦Configurable Valve Actuator, Non fail-safe, AC/DC 24 V, 0...135 Ω, MFT/programmable | 835.00
B313+LRX24-PC | Characterized Control Valve | Water | Characterized Control Valve (CCV), 1/2", 3-way, Cv 4.7 ¦Configurable Valve Actuator, Non fail-safe, AC/DC 24 V, 0...20 V PhC, modulating | 835.00
B313+LRX24-SR | Characterized Control Valve | Water | Characterized Control Valve (CCV), 1/2", 3-way, Cv 4.7 ¦Configurable Valve Actuator, Non fail-safe, AC/DC 24 V, 2...10 V, modulating | 559.00
B313+LRX24-SR-T | Characterized Control Valve | Water | Characterized Control Valve (CCV), 1/2", 3-way, Cv 4.7 ¦Configurable Valve Actuator, Non fail-safe, AC/DC 24 V, 2...10 V, terminals, modulating | 540.00
B313+NRX24-3-T N4 | Characterized Control Valve | Water | Characterized Control Valve (CCV), 1/2", 3-way, Cv 4.7 ¦Configurable Valve Actuator, Non fail-safe, AC/DC 24 V, On/Off, Floating point, NEMA 4X, terminals | 750.00
B313+NRX24-MFT-T N4 | Characterized Control Valve | Water | Characterized Control Valve (CCV), 1/2", 3-way, Cv 4.7 ¦Configurable Valve Actuator, Non fail-safe, AC/DC 24 V, 2...10 V, NEMA 4X, terminals | 1056.00
B313+NRX24-SR-T N4 | Characterized Control Valve | Water | Characterized Control Valve (CCV), 1/2", 3-way, Cv 4.7 ¦Configurable Valve Actuator, Non fail-safe, AC/DC 24 V, 2...10 V, NEMA 4X, terminals | 895.00
B313+TFRB120 | Characterized Control Valve | Water | Characterized Control Valve (CCV), 1/2", 3-way, Cv 4.7 ¦Valve Actuator, Spring return, AC 100...240 V, On/Off | 616.00
B313+TFRB120-S | Characterized Control Valve | Water | Characterized Control Valve (CCV), 1/2", 3-way, Cv 4.7 ¦Valve Actuator, Spring return, AC 100...240 V, On/Off, 1 x SPDT | 686.00
B313+TFRB24 | Characterized Control Valve | Water | Characterized Control Valve (CCV), 1/2", 3-way, Cv 4.7 ¦Valve Actuator, Spring return, AC/DC 24 V, On/Off | 558.00
B313+TFRB24-3 | Characterized Control Valve | Water | Characterized Control Valve (CCV), 1/2", 3-way, Cv 4.7 ¦Valve Actuator, Spring return, AC/DC 24 V, Floating point | 643.00
B313+TFRB24-3-S | Characterized Control Valve | Water | Characterized Control Valve (CCV), 1/2", 3-way, Cv 4.7 ¦Valve Actuator, Spring return, AC/DC 24 V, Floating point, 1 x SPDT | 713.00
B313+TFRB24-S | Characterized Control Valve | Water | Characterized Control Valve (CCV), 1/2", 3-way, Cv 4.7 ¦Valve Actuator, Spring return, AC/DC 24 V, On/Off, 1 x SPDT | 628.00
B313+TFRB24-SR | Characterized Control Valve | Water | Characterized Control Valve (CCV), 1/2", 3-way, Cv 4.7 ¦Valve Actuator, Spring return, AC/DC 24 V, 2...10 V, modulating | 656.00
B313+TFRB24-SR-S | Characterized Control Valve | Water | Characterized Control Valve (CCV), 1/2", 3-way, Cv 4.7 ¦Valve Actuator, Spring return, AC/DC 24 V, 2...10 V, 1 x SPDT, modulating | 726.00
B313+TFRX120 | Characterized Control Valve | Water | Characterized Control Valve (CCV), 1/2", 3-way, Cv 4.7 ¦Configurable Valve Actuator, Spring return, AC 100...240 V, On/Off | 616.00
B313+TFRX120-S | Characterized Control Valve | Water | Characterized Control Valve (CCV), 1/2", 3-way, Cv 4.7 ¦Configurable Valve Actuator, Spring return, AC 100...240 V, On/Off, 1 x SPDT | 686.00
B313+TFRX24 | Characterized Control Valve | Water | Characterized Control Valve (CCV), 1/2", 3-way, Cv 4.7 ¦Configurable Valve Actuator, Spring return, AC/DC 24 V, On/Off | 558.00
B313+TFRX24-3 | Characterized Control Valve | Water | Characterized Control Valve (CCV), 1/2", 3-way, Cv 4.7 ¦Configurable Valve Actuator, Spring return, AC/DC 24 V, Floating point | 643.00
B313+TFRX24-3-S | Characterized Control Valve | Water | Characterized Control Valve (CCV), 1/2", 3-way, Cv 4.7 ¦Configurable Valve Actuator, Spring return, AC/DC 24 V, Floating point, 1 x SPDT | 713.00
B313+TFRX24-MFT | Characterized Control Valve | Water | Characterized Control Valve (CCV), 1/2", 3-way, Cv 4.7 ¦Configurable Valve Actuator, Spring return, AC/DC 24 V, 2...10 V, MFT/programmable | 752.00
B313+TFRX24-S | Characterized Control Valve | Water | Characterized Control Valve (CCV), 1/2", 3-way, Cv 4.7 ¦Configurable Valve Actuator, Spring return, AC/DC 24 V, On/Off, 1 x SPDT | 628.00
B313+TFRX24-SR | Characterized Control Valve | Water | Characterized Control Valve (CCV), 1/2", 3-way, Cv 4.7 ¦Configurable Valve Actuator, Spring return, AC/DC 24 V, 2...10 V, modulating | 656.00
B313+TFRX24-SR-S | Characterized Control Valve | Water | Characterized Control Valve (CCV), 1/2", 3-way, Cv 4.7 ¦Configurable Valve Actuator, Spring return, AC/DC 24 V, 2...10 V, 1 x SPDT, modulating | 726.00
B313+TR24-3 US | Characterized Control Valve | Water | Characterized Control Valve (CCV), 1/2", 3-way, Cv 4.7 ¦Valve Actuator, Non fail-safe, AC 24 V, On/Off, Floating point | 352.00
B313+TR24-3/300 US | Characterized Control Valve | Water | Characterized Control Valve (CCV), 1/2", 3-way, Cv 4.7 ¦Valve Actuator, Non fail-safe, AC 24 V, On/Off | 375.00
B313+TR24-3/500 US | Characterized Control Valve | Water | Characterized Control Valve (CCV), 1/2", 3-way, Cv 4.7 ¦Valve Actuator, Non fail-safe, AC 24 V, On/Off | 407.00
B313+TR24-3-T US | Characterized Control Valve | Water | Characterized Control Valve (CCV), 1/2", 3-way, Cv 4.7 ¦Valve Actuator, Non fail-safe, AC 24 V, On/Off, Floating point, terminals | 336.00
B313+TR24-SR US | Characterized Control Valve | Water | Characterized Control Valve (CCV), 1/2", 3-way, Cv 4.7 ¦Valve Actuator, Non fail-safe, AC/DC 24 V, 2...10 V, modulating | 495.00
B313+TR24-SR/300 US | Characterized Control Valve | Water | Characterized Control Valve (CCV), 1/2", 3-way, Cv 4.7 ¦Valve Actuator, Non fail-safe, AC/DC 24 V, 2...10 V, modulating | 518.00
B313+TR24-SR/500 US | Characterized Control Valve | Water | Characterized Control Valve (CCV), 1/2", 3-way, Cv 4.7 ¦Valve Actuator, Non fail-safe, AC/DC 24 V, 2...10 V, modulating | 551.00
B313+TR24-SR-T US | Characterized Control Valve | Water | Characterized Control Valve (CCV), 1/2", 3-way, Cv 4.7 ¦Valve Actuator, Non fail-safe, AC/DC 24 V, 2...10 V, terminals, modulating | 479.00
B313B | Characterized Control Valve | Water | Characterized Control Valve (CCV), 1/2", 3-way, Cv 4.7 | 132.00
B313B+LF120 US | Characterized Control Valve | Water | Characterized Control Valve (CCV), 1/2", 3-way, Cv 4.7 ¦Valve Actuator, Spring return, AC 120 V, On/Off | 676.00
B313B+LF120-S US | Characterized Control Valve | Water | Characterized Control Valve (CCV), 1/2", 3-way, Cv 4.7 ¦Valve Actuator, Spring return, AC 120 V, On/Off, 1 x SPDT | 745.00
B313B+LF24 US | Characterized Control Valve | Water | Characterized Control Valve (CCV), 1/2", 3-way, Cv 4.7 ¦Valve Actuator, Spring return, AC/DC 24 V, On/Off | 601.00
B313B+LF24-3 US | Characterized Control Valve | Water | Characterized Control Valve (CCV), 1/2", 3-way, Cv 4.7 ¦Valve Actuator, Spring return, AC/DC 24 V, On/Off, Floating point | 733.00
B313B+LF24-S US | Characterized Control Valve | Water | Characterized Control Valve (CCV), 1/2", 3-way, Cv 4.7 ¦Valve Actuator, Spring return, AC/DC 24 V, On/Off, 1 x SPDT | 671.00
B313B+LF24-SR US | Characterized Control Valve | Water | Characterized Control Valve (CCV), 1/2", 3-way, Cv 4.7 ¦Valve Actuator, Spring return, AC/DC 24 V, 2...10 V, modulating | 758.00
B313B+LF24-SR-S US | Characterized Control Valve | Water | Characterized Control Valve (CCV), 1/2", 3-way, Cv 4.7 ¦Valve Actuator, Spring return, AC/DC 24 V, 2...10 V, 1 x SPDT, modulating | 827.00
B313B+LRB120-3 | Characterized Control Valve | Water | Characterized Control Valve (CCV), 1/2", 3-way, Cv 4.7 ¦Valve Actuator, Non fail-safe, AC 100...240 V, On/Off, Floating point | 413.00
B313B+LRB24-3 | Characterized Control Valve | Water | Characterized Control Valve (CCV), 1/2", 3-way, Cv 4.7 ¦Valve Actuator, Non fail-safe, AC/DC 24 V, On/Off, Floating point | 367.00
B313B+LRB24-3-S | Characterized Control Valve | Water | Characterized Control Valve (CCV), 1/2", 3-way, Cv 4.7 ¦Valve Actuator, Non fail-safe, AC/DC 24 V, On/Off, Floating point, 1 x SPDT | 470.00
B313B+LRB24-3-T | Characterized Control Valve | Water | Characterized Control Valve (CCV), 1/2", 3-way, Cv 4.7 ¦Valve Actuator, Non fail-safe, AC/DC 24 V, On/Off, Floating point, terminals | 353.00
B313B+LRB24-SR | Characterized Control Valve | Water | Characterized Control Valve (CCV), 1/2", 3-way, Cv 4.7 ¦Valve Actuator, Non fail-safe, AC/DC 24 V, 2...10 V, modulating | 518.00
B313B+LRB24-SR-T | Characterized Control Valve | Water | Characterized Control Valve (CCV), 1/2", 3-way, Cv 4.7 ¦Valve Actuator, Non fail-safe, AC/DC 24 V, 2...10 V, terminals, modulating | 507.00
B313B+TFRB120 | Characterized Control Valve | Water | Characterized Control Valve (CCV), 1/2", 3-way, Cv 4.7 ¦Valve Actuator, Spring return, AC 100...240 V, On/Off | 585.00
B313B+TFRB24 | Characterized Control Valve | Water | Characterized Control Valve (CCV), 1/2", 3-way, Cv 4.7 ¦Valve Actuator, Spring return, AC/DC 24 V, On/Off | 525.00
B313B+TFRB24-3 | Characterized Control Valve | Water | Characterized Control Valve (CCV), 1/2", 3-way, Cv 4.7 ¦Valve Actuator, Spring return, AC/DC 24 V, Floating point | 610.00
B313B+TFRB24-S | Characterized Control Valve | Water | Characterized Control Valve (CCV), 1/2", 3-way, Cv 4.7 ¦Valve Actuator, Spring return, AC/DC 24 V, On/Off, 1 x SPDT | 595.00
B313B+TFRB24-SR | Characterized Control Valve | Water | Characterized Control Valve (CCV), 1/2", 3-way, Cv 4.7 ¦Valve Actuator, Spring return, AC/DC 24 V, 2...10 V, modulating | 639.00
B313B+TFRB24-SR-S | Characterized Control Valve | Water | Characterized Control Valve (CCV), 1/2", 3-way, Cv 4.7 ¦Valve Actuator, Spring return, AC/DC 24 V, 2...10 V, 1 x SPDT, modulating | 709.00
B313B+TR24-3 US | Characterized Control Valve | Water | Characterized Control Valve (CCV), 1/2", 3-way, Cv 4.7 ¦Valve Actuator, Non fail-safe, AC 24 V, On/Off, Floating point | 304.00
B313B+TR24-3/300 US | Characterized Control Valve | Water | Characterized Control Valve (CCV), 1/2", 3-way, Cv 4.7 ¦Valve Actuator, Non fail-safe, AC 24 V, On/Off | 323.00
B313B+TR24-3/500 US | Characterized Control Valve | Water | Characterized Control Valve (CCV), 1/2", 3-way, Cv 4.7 ¦Valve Actuator, Non fail-safe, AC 24 V, On/Off | 348.00
B313B+TR24-3-T US | Characterized Control Valve | Water | Characterized Control Valve (CCV), 1/2", 3-way, Cv 4.7 ¦Valve Actuator, Non fail-safe, AC 24 V, On/Off, Floating point, terminals | 285.00
B313B+TR24-SR US | Characterized Control Valve | Water | Characterized Control Valve (CCV), 1/2", 3-way, Cv 4.7 ¦Valve Actuator, Non fail-safe, AC/DC 24 V, 2...10 V, modulating | 436.00
B313B+TR24-SR/300 US | Characterized Control Valve | Water | Characterized Control Valve (CCV), 1/2", 3-way, Cv 4.7 ¦Valve Actuator, Non fail-safe, AC/DC 24 V, 2...10 V, modulating | 470.00
B313B+TR24-SR/500 US | Characterized Control Valve | Water | Characterized Control Valve (CCV), 1/2", 3-way, Cv 4.7 ¦Valve Actuator, Non fail-safe, AC/DC 24 V, 2...10 V, modulating | 492.00
B313B+TR24-SR-T US | Characterized Control Valve | Water | Characterized Control Valve (CCV), 1/2", 3-way, Cv 4.7 ¦Valve Actuator, Non fail-safe, AC/DC 24 V, 2...10 V, terminals, modulating | 419.00
B315 | Characterized Control Valve | Water | Characterized Control Valve (CCV), 1/2", 3-way, Cv 10 | 193.00
B315+LF120 US | Characterized Control Valve | Water | Characterized Control Valve (CCV), 1/2", 3-way, Cv 10 ¦Valve Actuator, Spring return, AC 120 V, On/Off | 668.00
B315+LF120-S US | Characterized Control Valve | Water | Characterized Control Valve (CCV), 1/2", 3-way, Cv 10 ¦Valve Actuator, Spring return, AC 120 V, On/Off, 1 x SPDT | 736.00
B315+LF24 US | Characterized Control Valve | Water | Characterized Control Valve (CCV), 1/2", 3-way, Cv 10 ¦Valve Actuator, Spring return, AC/DC 24 V, On/Off | 624.00
B315+LF24-3 US | Characterized Control Valve | Water | Characterized Control Valve (CCV), 1/2", 3-way, Cv 10 ¦Valve Actuator, Spring return, AC/DC 24 V, On/Off, Floating point | 760.00
B315+LF24-MFT US | Characterized Control Valve | Water | Characterized Control Valve (CCV), 1/2", 3-way, Cv 10 ¦Configurable Valve Actuator, Spring return, AC/DC 24 V, 2...10 V, MFT/programmable | 870.00
B315+LF24-MFT-S US | Characterized Control Valve | Water | Characterized Control Valve (CCV), 1/2", 3-way, Cv 10 ¦Configurable Valve Actuator, Spring return, AC/DC 24 V, 2...10 V, 1 x SPDT, MFT/programmable | 938.00
B315+LF24-S US | Characterized Control Valve | Water | Characterized Control Valve (CCV), 1/2", 3-way, Cv 10 ¦Valve Actuator, Spring return, AC/DC 24 V, On/Off, 1 x SPDT | 693.00
B315+LF24-SR US | Characterized Control Valve | Water | Characterized Control Valve (CCV), 1/2", 3-way, Cv 10 ¦Valve Actuator, Spring return, AC/DC 24 V, 2...10 V, modulating | 792.00
B315+LF24-SR-S US | Characterized Control Valve | Water | Characterized Control Valve (CCV), 1/2", 3-way, Cv 10 ¦Valve Actuator, Spring return, AC/DC 24 V, 2...10 V, 1 x SPDT, modulating | 860.00
B315+LRB120-3 | Characterized Control Valve | Water | Characterized Control Valve (CCV), 1/2", 3-way, Cv 10 ¦Valve Actuator, Non fail-safe, AC 100...240 V, On/Off, Floating point | 467.00
B315+LRB24-3 | Characterized Control Valve | Water | Characterized Control Valve (CCV), 1/2", 3-way, Cv 10 ¦Valve Actuator, Non fail-safe, AC/DC 24 V, On/Off, Floating point | 427.00
B315+LRB24-3-S | Characterized Control Valve | Water | Characterized Control Valve (CCV), 1/2", 3-way, Cv 10 ¦Valve Actuator, Non fail-safe, AC/DC 24 V, On/Off, Floating point, 1 x SPDT | 528.00
B315+LRB24-3-T | Characterized Control Valve | Water | Characterized Control Valve (CCV), 1/2", 3-way, Cv 10 ¦Valve Actuator, Non fail-safe, AC/DC 24 V, On/Off, Floating point, terminals | 406.00
B315+LRB24-MFT | Characterized Control Valve | Water | Characterized Control Valve (CCV), 1/2", 3-way, Cv 10 ¦Valve Actuator, Non fail-safe, AC/DC 24 V, 2...10 V, MFT/programmable | 710.00
B315+LRB24-SR | Characterized Control Valve | Water | Characterized Control Valve (CCV), 1/2", 3-way, Cv 10 ¦Valve Actuator, Non fail-safe, AC/DC 24 V, 2...10 V, modulating | 565.00
B315+LRB24-SR-T | Characterized Control Valve | Water | Characterized Control Valve (CCV), 1/2", 3-way, Cv 10 ¦Valve Actuator, Non fail-safe, AC/DC 24 V, 2...10 V, terminals, modulating | 551.00
B315+LRCB24-3 | Characterized Control Valve | Water | Characterized Control Valve (CCV), 1/2", 3-way, Cv 10 ¦Valve Actuator, Non fail-safe, AC/DC 24 V, On/Off, Floating point | 459.00
B315+LRQX24-1 | Characterized Control Valve | Water | Characterized Control Valve (CCV), 1/2", 3-way, Cv 10 ¦Configurable Valve Actuator, Non fail-safe, AC/DC 24 V, On/Off | 854.00
B315+LRQX24-MFT | Characterized Control Valve | Water | Characterized Control Valve (CCV), 1/2", 3-way, Cv 10 ¦Configurable Valve Actuator, Non fail-safe, AC/DC 24 V, 2...10 V, MFT/programmable | 906.00
B315+LRX120-3 | Characterized Control Valve | Water | Characterized Control Valve (CCV), 1/2", 3-way, Cv 10 ¦Configurable Valve Actuator, Non fail-safe, AC 100...240 V, On/Off, Floating point | 467.00
B315+LRX120-SR | Characterized Control Valve | Water | Characterized Control Valve (CCV), 1/2", 3-way, Cv 10 ¦Configurable Valve Actuator, Non fail-safe, AC 100...240 V, 2...10 V, modulating | 610.00
B315+LRX24-3 | Characterized Control Valve | Water | Characterized Control Valve (CCV), 1/2", 3-way, Cv 10 ¦Configurable Valve Actuator, Non fail-safe, AC/DC 24 V, On/Off, Floating point | 427.00
B315+LRX24-3-S | Characterized Control Valve | Water | Characterized Control Valve (CCV), 1/2", 3-way, Cv 10 ¦Configurable Valve Actuator, Non fail-safe, AC/DC 24 V, On/Off, Floating point, 1 x SPDT | 528.00
B315+LRX24-3-T | Characterized Control Valve | Water | Characterized Control Valve (CCV), 1/2", 3-way, Cv 10 ¦Configurable Valve Actuator, Non fail-safe, AC/DC 24 V, On/Off, Floating point, terminals | 406.00
B315+LRX24-MFT | Characterized Control Valve | Water | Characterized Control Valve (CCV), 1/2", 3-way, Cv 10 ¦Configurable Valve Actuator, Non fail-safe, AC/DC 24 V, 2...10 V, MFT/programmable | 710.00
B315+LRX24-MFT95 | Characterized Control Valve | Water | Characterized Control Valve (CCV), 1/2", 3-way, Cv 10 ¦Configurable Valve Actuator, Non fail-safe, AC/DC 24 V, 0...135 Ω, MFT/programmable | 841.00
B315+LRX24-PC | Characterized Control Valve | Water | Characterized Control Valve (CCV), 1/2", 3-way, Cv 10 ¦Configurable Valve Actuator, Non fail-safe, AC/DC 24 V, 0...20 V PhC, modulating | 841.00
B315+LRX24-SR | Characterized Control Valve | Water | Characterized Control Valve (CCV), 1/2", 3-way, Cv 10 ¦Configurable Valve Actuator, Non fail-safe, AC/DC 24 V, 2...10 V, modulating | 565.00
B315+LRX24-SR-T | Characterized Control Valve | Water | Characterized Control Valve (CCV), 1/2", 3-way, Cv 10 ¦Configurable Valve Actuator, Non fail-safe, AC/DC 24 V, 2...10 V, terminals, modulating | 551.00
B315+NRX24-3-T N4 | Characterized Control Valve | Water | Characterized Control Valve (CCV), 1/2", 3-way, Cv 10 ¦Configurable Valve Actuator, Non fail-safe, AC/DC 24 V, On/Off, Floating point, NEMA 4X, terminals | 753.00
B315+NRX24-MFT-T N4 | Characterized Control Valve | Water | Characterized Control Valve (CCV), 1/2", 3-way, Cv 10 ¦Configurable Valve Actuator, Non fail-safe, AC/DC 24 V, 2...10 V, NEMA 4X, terminals | 1059.00
B315+NRX24-SR-T N4 | Characterized Control Valve | Water | Characterized Control Valve (CCV), 1/2", 3-way, Cv 10 ¦Configurable Valve Actuator, Non fail-safe, AC/DC 24 V, 2...10 V, NEMA 4X, terminals | 899.00
B315+TFRB120 | Characterized Control Valve | Water | Characterized Control Valve (CCV), 1/2", 3-way, Cv 10 ¦Valve Actuator, Spring return, AC 100...240 V, On/Off | 612.00
B315+TFRB120-S | Characterized Control Valve | Water | Characterized Control Valve (CCV), 1/2", 3-way, Cv 10 ¦Valve Actuator, Spring return, AC 100...240 V, On/Off, 1 x SPDT | 683.00
B315+TFRB24 | Characterized Control Valve | Water | Characterized Control Valve (CCV), 1/2", 3-way, Cv 10 ¦Valve Actuator, Spring return, AC/DC 24 V, On/Off | 558.00
B315+TFRB24-3 | Characterized Control Valve | Water | Characterized Control Valve (CCV), 1/2", 3-way, Cv 10 ¦Valve Actuator, Spring return, AC/DC 24 V, Floating point | 643.00
B315+TFRB24-3-S | Characterized Control Valve | Water | Characterized Control Valve (CCV), 1/2", 3-way, Cv 10 ¦Valve Actuator, Spring return, AC/DC 24 V, Floating point, 1 x SPDT | 713.00
B315+TFRB24-S | Characterized Control Valve | Water | Characterized Control Valve (CCV), 1/2", 3-way, Cv 10 ¦Valve Actuator, Spring return, AC/DC 24 V, On/Off, 1 x SPDT | 628.00
B315+TFRB24-SR | Characterized Control Valve | Water | Characterized Control Valve (CCV), 1/2", 3-way, Cv 10 ¦Valve Actuator, Spring return, AC/DC 24 V, 2...10 V, modulating | 656.00
B315+TFRB24-SR-S | Characterized Control Valve | Water | Characterized Control Valve (CCV), 1/2", 3-way, Cv 10 ¦Valve Actuator, Spring return, AC/DC 24 V, 2...10 V, 1 x SPDT, modulating | 726.00
B315+TFRX120 | Characterized Control Valve | Water | Characterized Control Valve (CCV), 1/2", 3-way, Cv 10 ¦Configurable Valve Actuator, Spring return, AC 100...240 V, On/Off | 612.00
B315+TFRX120-S | Characterized Control Valve | Water | Characterized Control Valve (CCV), 1/2", 3-way, Cv 10 ¦Configurable Valve Actuator, Spring return, AC 100...240 V, On/Off, 1 x SPDT | 683.00
B315+TFRX24 | Characterized Control Valve | Water | Characterized Control Valve (CCV), 1/2", 3-way, Cv 10 ¦Configurable Valve Actuator, Spring return, AC/DC 24 V, On/Off | 558.00
B315+TFRX24-3 | Characterized Control Valve | Water | Characterized Control Valve (CCV), 1/2", 3-way, Cv 10 ¦Configurable Valve Actuator, Spring return, AC/DC 24 V, Floating point | 643.00
B315+TFRX24-3-S | Characterized Control Valve | Water | Characterized Control Valve (CCV), 1/2", 3-way, Cv 10 ¦Configurable Valve Actuator, Spring return, AC/DC 24 V, Floating point, 1 x SPDT | 713.00
B315+TFRX24-MFT | Characterized Control Valve | Water | Characterized Control Valve (CCV), 1/2", 3-way, Cv 10 ¦Configurable Valve Actuator, Spring return, AC/DC 24 V, 2...10 V, MFT/programmable | 752.00
B315+TFRX24-S | Characterized Control Valve | Water | Characterized Control Valve (CCV), 1/2", 3-way, Cv 10 ¦Configurable Valve Actuator, Spring return, AC/DC 24 V, On/Off, 1 x SPDT | 628.00
B315+TFRX24-SR | Characterized Control Valve | Water | Characterized Control Valve (CCV), 1/2", 3-way, Cv 10 ¦Configurable Valve Actuator, Spring return, AC/DC 24 V, 2...10 V, modulating | 656.00
B315+TFRX24-SR-S | Characterized Control Valve | Water | Characterized Control Valve (CCV), 1/2", 3-way, Cv 10 ¦Configurable Valve Actuator, Spring return, AC/DC 24 V, 2...10 V, 1 x SPDT, modulating | 726.00
B315+TR24-3 US | Characterized Control Valve | Water | Characterized Control Valve (CCV), 1/2", 3-way, Cv 10 ¦Valve Actuator, Non fail-safe, AC 24 V, On/Off, Floating point | 352.00
B315+TR24-3/300 US | Characterized Control Valve | Water | Characterized Control Valve (CCV), 1/2", 3-way, Cv 10 ¦Valve Actuator, Non fail-safe, AC 24 V, On/Off | 374.00
B315+TR24-3/500 US | Characterized Control Valve | Water | Characterized Control Valve (CCV), 1/2", 3-way, Cv 10 ¦Valve Actuator, Non fail-safe, AC 24 V, On/Off | 406.00
B315+TR24-3-T US | Characterized Control Valve | Water | Characterized Control Valve (CCV), 1/2", 3-way, Cv 10 ¦Valve Actuator, Non fail-safe, AC 24 V, On/Off, Floating point, terminals | 336.00
B315+TR24-SR US | Characterized Control Valve | Water | Characterized Control Valve (CCV), 1/2", 3-way, Cv 10 ¦Valve Actuator, Non fail-safe, AC/DC 24 V, 2...10 V, modulating | 495.00
B315+TR24-SR/300 US | Characterized Control Valve | Water | Characterized Control Valve (CCV), 1/2", 3-way, Cv 10 ¦Valve Actuator, Non fail-safe, AC/DC 24 V, 2...10 V, modulating | 518.00
B315+TR24-SR/500 US | Characterized Control Valve | Water | Characterized Control Valve (CCV), 1/2", 3-way, Cv 10 ¦Valve Actuator, Non fail-safe, AC/DC 24 V, 2...10 V, modulating | 551.00
B315+TR24-SR-T US | Characterized Control Valve | Water | Characterized Control Valve (CCV), 1/2", 3-way, Cv 10 ¦Valve Actuator, Non fail-safe, AC/DC 24 V, 2...10 V, terminals, modulating | 479.00
B315-029-029+LRB24-SR | Characterized Control Valve | Water | Characterized Control Valve (6-way CCV), 1/2", 6-way, Seq 1 Cv 0.29, Seq 2 Cv 0.29¦Valve Actuator, Non fail-safe, AC/DC 24 V, 2...10 V, modulating | 834.00
B315-029-029+LRX24-MFT | Characterized Control Valve | Water | Characterized Control Valve (6-way CCV), 1/2", 6-way, Seq 1 Cv 0.29, Seq 2 Cv 0.29¦Configurable Valve Actuator, Non fail-safe, AC/DC 24 V, 2...10 V, MFT/programmable | 895.00
B315-029-046+LRB24-SR | Characterized Control Valve | Water | Characterized Control Valve (6-way CCV), 1/2", 6-way, Seq 1 Cv 0.29, Seq 2 Cv 0.46¦Valve Actuator, Non fail-safe, AC/DC 24 V, 2...10 V, modulating | 834.00
B315-029-046+LRX24-MFT | Characterized Control Valve | Water | Characterized Control Valve (6-way CCV), 1/2", 6-way, Seq 1 Cv 0.29, Seq 2 Cv 0.46¦Configurable Valve Actuator, Non fail-safe, AC/DC 24 V, 2...10 V, MFT/programmable | 895.00
B315-029-073+LRB24-SR | Characterized Control Valve | Water | Characterized Control Valve (6-way CCV), 1/2", 6-way, Seq 1 Cv 0.29, Seq 2 Cv 0.73¦Valve Actuator, Non fail-safe, AC/DC 24 V, 2...10 V, modulating | 834.00
B315-029-073+LRX24-MFT | Characterized Control Valve | Water | Characterized Control Valve (6-way CCV), 1/2", 6-way, Seq 1 Cv 0.29, Seq 2 Cv 0.73¦Configurable Valve Actuator, Non fail-safe, AC/DC 24 V, 2...10 V, MFT/programmable | 895.00
B315-029-116+LRB24-SR | Characterized Control Valve | Water | Characterized Control Valve (6-way CCV), 1/2", 6-way, Seq 1 Cv 0.29, Seq 2 Cv 1.16¦Valve Actuator, Non fail-safe, AC/DC 24 V, 2...10 V, modulating | 834.00
B315-029-116+LRX24-MFT | Characterized Control Valve | Water | Characterized Control Valve (6-way CCV), 1/2", 6-way, Seq 1 Cv 0.29, Seq 2 Cv 1.16¦Configurable Valve Actuator, Non fail-safe, AC/DC 24 V, 2...10 V, MFT/programmable | 895.00
B315-029-150+LRB24-SR | Characterized Control Valve | Water | Characterized Control Valve (6-way CCV), 1/2", 6-way, Seq 1 Cv 0.29, Seq 2 Cv 1.5¦Valve Actuator, Non fail-safe, AC/DC 24 V, 2...10 V, modulating | 834.00
B315-029-150+LRX24-MFT | Characterized Control Valve | Water | Characterized Control Valve (6-way CCV), 1/2", 6-way, Seq 1 Cv 0.29, Seq 2 Cv 1.5¦Configurable Valve Actuator, Non fail-safe, AC/DC 24 V, 2...10 V, MFT/programmable | 895.00
B315-046-029+LRB24-SR | Characterized Control Valve | Water | Characterized Control Valve (6-way CCV), 1/2", 6-way, Seq 1 Cv 0.46, Seq 2 Cv 0.29¦Valve Actuator, Non fail-safe, AC/DC 24 V, 2...10 V, modulating | 834.00
B315-046-029+LRX24-MFT | Characterized Control Valve | Water | Characterized Control Valve (6-way CCV), 1/2", 6-way, Seq 1 Cv 0.46, Seq 2 Cv 0.29¦Configurable Valve Actuator, Non fail-safe, AC/DC 24 V, 2...10 V, MFT/programmable | 895.00
B315-046-046+LRB24-SR | Characterized Control Valve | Water | Characterized Control Valve (6-way CCV), 1/2", 6-way, Seq 1 Cv 0.46, Seq 2 Cv 0.46¦Valve Actuator, Non fail-safe, AC/DC 24 V, 2...10 V, modulating | 834.00
B315-046-046+LRX24-MFT | Characterized Control Valve | Water | Characterized Control Valve (6-way CCV), 1/2", 6-way, Seq 1 Cv 0.46, Seq 2 Cv 0.46¦Configurable Valve Actuator, Non fail-safe, AC/DC 24 V, 2...10 V, MFT/programmable | 895.00
B315-046-073+LRB24-SR | Characterized Control Valve | Water | Characterized Control Valve (6-way CCV), 1/2", 6-way, Seq 1 Cv 0.46, Seq 2 Cv 0.73¦Valve Actuator, Non fail-safe, AC/DC 24 V, 2...10 V, modulating | 834.00
B315-046-073+LRX24-MFT | Characterized Control Valve | Water | Characterized Control Valve (6-way CCV), 1/2", 6-way, Seq 1 Cv 0.46, Seq 2 Cv 0.73¦Configurable Valve Actuator, Non fail-safe, AC/DC 24 V, 2...10 V, MFT/programmable | 895.00
B315-046-116+LRB24-SR | Characterized Control Valve | Water | Characterized Control Valve (6-way CCV), 1/2", 6-way, Seq 1 Cv 0.46, Seq 2 Cv 1.16¦Valve Actuator, Non fail-safe, AC/DC 24 V, 2...10 V, modulating | 834.00
B315-046-116+LRX24-MFT | Characterized Control Valve | Water | Characterized Control Valve (6-way CCV), 1/2", 6-way, Seq 1 Cv 0.46, Seq 2 Cv 1.16¦Configurable Valve Actuator, Non fail-safe, AC/DC 24 V, 2...10 V, MFT/programmable | 895.00
B315-046-150+LRB24-SR | Characterized Control Valve | Water | Characterized Control Valve (6-way CCV), 1/2", 6-way, Seq 1 Cv 0.46, Seq 2 Cv 1.5¦Valve Actuator, Non fail-safe, AC/DC 24 V, 2...10 V, modulating | 834.00
B315-046-150+LRX24-MFT | Characterized Control Valve | Water | Characterized Control Valve (6-way CCV), 1/2", 6-way, Seq 1 Cv 0.46, Seq 2 Cv 1.5¦Configurable Valve Actuator, Non fail-safe, AC/DC 24 V, 2...10 V, MFT/programmable | 895.00
B315-073-029+LRB24-SR | Characterized Control Valve | Water | Characterized Control Valve (6-way CCV), 1/2", 6-way, Seq 1 Cv 0.73, Seq 2 Cv 0.29¦Valve Actuator, Non fail-safe, AC/DC 24 V, 2...10 V, modulating | 834.00
B315-073-029+LRX24-MFT | Characterized Control Valve | Water | Characterized Control Valve (6-way CCV), 1/2", 6-way, Seq 1 Cv 0.73, Seq 2 Cv 0.29¦Configurable Valve Actuator, Non fail-safe, AC/DC 24 V, 2...10 V, MFT/programmable | 895.00
B315-073-046+LRB24-SR | Characterized Control Valve | Water | Characterized Control Valve (6-way CCV), 1/2", 6-way, Seq 1 Cv 0.73, Seq 2 Cv 0.46¦Valve Actuator, Non fail-safe, AC/DC 24 V, 2...10 V, modulating | 834.00
B315-073-046+LRX24-MFT | Characterized Control Valve | Water | Characterized Control Valve (6-way CCV), 1/2", 6-way, Seq 1 Cv 0.73, Seq 2 Cv 0.46¦Configurable Valve Actuator, Non fail-safe, AC/DC 24 V, 2...10 V, MFT/programmable | 895.00
B315-073-073+LRB24-SR | Characterized Control Valve | Water | Characterized Control Valve (6-way CCV), 1/2", 6-way, Seq 1 Cv 0.73, Seq 2 Cv 0.73¦Valve Actuator, Non fail-safe, AC/DC 24 V, 2...10 V, modulating | 834.00
B315-073-073+LRX24-MFT | Characterized Control Valve | Water | Characterized Control Valve (6-way CCV), 1/2", 6-way, Seq 1 Cv 0.73, Seq 2 Cv 0.73¦Configurable Valve Actuator, Non fail-safe, AC/DC 24 V, 2...10 V, MFT/programmable | 895.00
B315-073-116+LRB24-SR | Characterized Control Valve | Water | Characterized Control Valve (6-way CCV), 1/2", 6-way, Seq 1 Cv 0.73, Seq 2 Cv 1.16¦Valve Actuator, Non fail-safe, AC/DC 24 V, 2...10 V, modulating | 834.00
B315-073-116+LRX24-MFT | Characterized Control Valve | Water | Characterized Control Valve (6-way CCV), 1/2", 6-way, Seq 1 Cv 0.73, Seq 2 Cv 1.16¦Configurable Valve Actuator, Non fail-safe, AC/DC 24 V, 2...10 V, MFT/programmable | 895.00
B315-073-150+LRB24-SR | Characterized Control Valve | Water | Characterized Control Valve (6-way CCV), 1/2", 6-way, Seq 1 Cv 0.73, Seq 2 Cv 1.5¦Valve Actuator, Non fail-safe, AC/DC 24 V, 2...10 V, modulating | 834.00
B315-073-150+LRX24-MFT | Characterized Control Valve | Water | Characterized Control Valve (6-way CCV), 1/2", 6-way, Seq 1 Cv 0.73, Seq 2 Cv 1.5¦Configurable Valve Actuator, Non fail-safe, AC/DC 24 V, 2...10 V, MFT/programmable | 895.00
B315-116-029+LRB24-SR | Characterized Control Valve | Water | Characterized Control Valve (6-way CCV), 1/2", 6-way, Seq 1 Cv 1.16, Seq 2 Cv 0.29¦Valve Actuator, Non fail-safe, AC/DC 24 V, 2...10 V, modulating | 834.00
B315-116-029+LRX24-MFT | Characterized Control Valve | Water | Characterized Control Valve (6-way CCV), 1/2", 6-way, Seq 1 Cv 1.16, Seq 2 Cv 0.29¦Configurable Valve Actuator, Non fail-safe, AC/DC 24 V, 2...10 V, MFT/programmable | 895.00
B315-116-046+LRB24-SR | Characterized Control Valve | Water | Characterized Control Valve (6-way CCV), 1/2", 6-way, Seq 1 Cv 1.16, Seq 2 Cv 0.46¦Valve Actuator, Non fail-safe, AC/DC 24 V, 2...10 V, modulating | 834.00
B315-116-046+LRX24-MFT | Characterized Control Valve | Water | Characterized Control Valve (6-way CCV), 1/2", 6-way, Seq 1 Cv 1.16, Seq 2 Cv 0.46¦Configurable Valve Actuator, Non fail-safe, AC/DC 24 V, 2...10 V, MFT/programmable | 895.00
B315-116-073+LRB24-SR | Characterized Control Valve | Water | Characterized Control Valve (6-way CCV), 1/2", 6-way, Seq 1 Cv 1.16, Seq 2 Cv 0.73¦Valve Actuator, Non fail-safe, AC/DC 24 V, 2...10 V, modulating | 834.00
B315-116-073+LRX24-MFT | Characterized Control Valve | Water | Characterized Control Valve (6-way CCV), 1/2", 6-way, Seq 1 Cv 1.16, Seq 2 Cv 0.73¦Configurable Valve Actuator, Non fail-safe, AC/DC 24 V, 2...10 V, MFT/programmable | 895.00
B315-116-116+LRB24-SR | Characterized Control Valve | Water | Characterized Control Valve (6-way CCV), 1/2", 6-way, Seq 1 Cv 1.16, Seq 2 Cv 1.16¦Valve Actuator, Non fail-safe, AC/DC 24 V, 2...10 V, modulating | 834.00
B315-116-116+LRX24-MFT | Characterized Control Valve | Water | Characterized Control Valve (6-way CCV), 1/2", 6-way, Seq 1 Cv 1.16, Seq 2 Cv 1.16¦Configurable Valve Actuator, Non fail-safe, AC/DC 24 V, 2...10 V, MFT/programmable | 895.00
B315-116-150+LRB24-SR | Characterized Control Valve | Water | Characterized Control Valve (6-way CCV), 1/2", 6-way, Seq 1 Cv 1.16, Seq 2 Cv 1.5¦Valve Actuator, Non fail-safe, AC/DC 24 V, 2...10 V, modulating | 834.00
B315-116-150+LRX24-MFT | Characterized Control Valve | Water | Characterized Control Valve (6-way CCV), 1/2", 6-way, Seq 1 Cv 1.16, Seq 2 Cv 1.5¦Configurable Valve Actuator, Non fail-safe, AC/DC 24 V, 2...10 V, MFT/programmable | 895.00
B315-150-029+LRB24-SR | Characterized Control Valve | Water | Characterized Control Valve (6-way CCV), 1/2", 6-way, Seq 1 Cv 1.5, Seq 2 Cv 0.29¦Valve Actuator, Non fail-safe, AC/DC 24 V, 2...10 V, modulating | 834.00
B315-150-029+LRX24-MFT | Characterized Control Valve | Water | Characterized Control Valve (6-way CCV), 1/2", 6-way, Seq 1 Cv 1.5, Seq 2 Cv 0.29¦Configurable Valve Actuator, Non fail-safe, AC/DC 24 V, 2...10 V, MFT/programmable | 895.00
B315-150-046+LRB24-SR | Characterized Control Valve | Water | Characterized Control Valve (6-way CCV), 1/2", 6-way, Seq 1 Cv 1.5, Seq 2 Cv 0.46¦Valve Actuator, Non fail-safe, AC/DC 24 V, 2...10 V, modulating | 834.00
B315-150-046+LRX24-MFT | Characterized Control Valve | Water | Characterized Control Valve (6-way CCV), 1/2", 6-way, Seq 1 Cv 1.5, Seq 2 Cv 0.46¦Configurable Valve Actuator, Non fail-safe, AC/DC 24 V, 2...10 V, MFT/programmable | 895.00
B315-150-073+LRB24-SR | Characterized Control Valve | Water | Characterized Control Valve (6-way CCV), 1/2", 6-way, Seq 1 Cv 1.5, Seq 2 Cv 0.73¦Valve Actuator, Non fail-safe, AC/DC 24 V, 2...10 V, modulating | 834.00
B315-150-073+LRX24-MFT | Characterized Control Valve | Water | Characterized Control Valve (6-way CCV), 1/2", 6-way, Seq 1 Cv 1.5, Seq 2 Cv 0.73¦Configurable Valve Actuator, Non fail-safe, AC/DC 24 V, 2...10 V, MFT/programmable | 895.00
B315-150-116+LRB24-SR | Characterized Control Valve | Water | Characterized Control Valve (6-way CCV), 1/2", 6-way, Seq 1 Cv 1.5, Seq 2 Cv 1.16¦Valve Actuator, Non fail-safe, AC/DC 24 V, 2...10 V, modulating | 834.00
B315-150-116+LRX24-MFT | Characterized Control Valve | Water | Characterized Control Valve (6-way CCV), 1/2", 6-way, Seq 1 Cv 1.5, Seq 2 Cv 1.16¦Configurable Valve Actuator, Non fail-safe, AC/DC 24 V, 2...10 V, MFT/programmable | 895.00
B315-150-150+LRB24-SR | Characterized Control Valve | Water | Characterized Control Valve (6-way CCV), 1/2", 6-way, Seq 1 Cv 1.5, Seq 2 Cv 1.5¦Valve Actuator, Non fail-safe, AC/DC 24 V, 2...10 V, modulating | 834.00
B315-150-150+LRX24-MFT | Characterized Control Valve | Water | Characterized Control Valve (6-way CCV), 1/2", 6-way, Seq 1 Cv 1.5, Seq 2 Cv 1.5¦Configurable Valve Actuator, Non fail-safe, AC/DC 24 V, 2...10 V, MFT/programmable | 895.00
B315-175-200+LRB24-SR | Characterized Control Valve | Water | Characterized Control Valve (6-way CCV), 1/2", 6-way, Seq 1 Cv 1.75, Seq 2 Cv 2¦Valve Actuator, Non fail-safe, AC/DC 24 V, 2...10 V, modulating | 834.00
B315-175-200+LRX24-MFT | Characterized Control Valve | Water | Characterized Control Valve (6-way CCV), 1/2", 6-way, Seq 1 Cv 1.75, Seq 2 Cv 2¦Configurable Valve Actuator, Non fail-safe, AC/DC 24 V, 2...10 V, MFT/programmable | 895.00
B315-200-175+LRB24-SR | Characterized Control Valve | Water | Characterized Control Valve (6-way CCV), 1/2", 6-way, Seq 1 Cv 2, Seq 2 Cv 1.75¦Valve Actuator, Non fail-safe, AC/DC 24 V, 2...10 V, modulating | 834.00
B315-200-175+LRX24-MFT | Characterized Control Valve | Water | Characterized Control Valve (6-way CCV), 1/2", 6-way, Seq 1 Cv 2, Seq 2 Cv 1.75¦Configurable Valve Actuator, Non fail-safe, AC/DC 24 V, 2...10 V, MFT/programmable | 895.00
B315-200-200+LRB24-SR | Characterized Control Valve | Water | Characterized Control Valve (6-way CCV), 1/2", 6-way, Seq 1 Cv 2, Seq 2 Cv 2¦Valve Actuator, Non fail-safe, AC/DC 24 V, 2...10 V, modulating | 834.00
B315-200-200+LRX24-MFT | Characterized Control Valve | Water | Characterized Control Valve (6-way CCV), 1/2", 6-way, Seq 1 Cv 2, Seq 2 Cv 2¦Configurable Valve Actuator, Non fail-safe, AC/DC 24 V, 2...10 V, MFT/programmable | 895.00
B315B | Characterized Control Valve | Water | Characterized Control Valve (CCV), 1/2", 3-way, Cv 10 | 134.00
B315B+LF120 US | Characterized Control Valve | Water | Characterized Control Valve (CCV), 1/2", 3-way, Cv 10 ¦Valve Actuator, Spring return, AC 120 V, On/Off | 679.00
B315B+LF120-S US | Characterized Control Valve | Water | Characterized Control Valve (CCV), 1/2", 3-way, Cv 10 ¦Valve Actuator, Spring return, AC 120 V, On/Off, 1 x SPDT | 749.00
B315B+LF24 US | Characterized Control Valve | Water | Characterized Control Valve (CCV), 1/2", 3-way, Cv 10 ¦Valve Actuator, Spring return, AC/DC 24 V, On/Off | 603.00
B315B+LF24-3 US | Characterized Control Valve | Water | Characterized Control Valve (CCV), 1/2", 3-way, Cv 10 ¦Valve Actuator, Spring return, AC/DC 24 V, On/Off, Floating point | 735.00
B315B+LF24-S US | Characterized Control Valve | Water | Characterized Control Valve (CCV), 1/2", 3-way, Cv 10 ¦Valve Actuator, Spring return, AC/DC 24 V, On/Off, 1 x SPDT | 673.00
B315B+LF24-SR US | Characterized Control Valve | Water | Characterized Control Valve (CCV), 1/2", 3-way, Cv 10 ¦Valve Actuator, Spring return, AC/DC 24 V, 2...10 V, modulating | 761.00
B315B+LF24-SR-S US | Characterized Control Valve | Water | Characterized Control Valve (CCV), 1/2", 3-way, Cv 10 ¦Valve Actuator, Spring return, AC/DC 24 V, 2...10 V, 1 x SPDT, modulating | 831.00
B315B+LRB120-3 | Characterized Control Valve | Water | Characterized Control Valve (CCV), 1/2", 3-way, Cv 10 ¦Valve Actuator, Non fail-safe, AC 100...240 V, On/Off, Floating point | 425.00
B315B+LRB24-3 | Characterized Control Valve | Water | Characterized Control Valve (CCV), 1/2", 3-way, Cv 10 ¦Valve Actuator, Non fail-safe, AC/DC 24 V, On/Off, Floating point | 374.00
B315B+LRB24-3-S | Characterized Control Valve | Water | Characterized Control Valve (CCV), 1/2", 3-way, Cv 10 ¦Valve Actuator, Non fail-safe, AC/DC 24 V, On/Off, Floating point, 1 x SPDT | 477.00
B315B+LRB24-3-T | Characterized Control Valve | Water | Characterized Control Valve (CCV), 1/2", 3-way, Cv 10 ¦Valve Actuator, Non fail-safe, AC/DC 24 V, On/Off, Floating point, terminals | 361.00
B315B+LRB24-SR | Characterized Control Valve | Water | Characterized Control Valve (CCV), 1/2", 3-way, Cv 10 ¦Valve Actuator, Non fail-safe, AC/DC 24 V, 2...10 V, modulating | 525.00
B315B+LRB24-SR-T | Characterized Control Valve | Water | Characterized Control Valve (CCV), 1/2", 3-way, Cv 10 ¦Valve Actuator, Non fail-safe, AC/DC 24 V, 2...10 V, terminals, modulating | 510.00
B315B+TFRB120 | Characterized Control Valve | Water | Characterized Control Valve (CCV), 1/2", 3-way, Cv 10 ¦Valve Actuator, Spring return, AC 100...240 V, On/Off | 586.00
B315B+TFRB24 | Characterized Control Valve | Water | Characterized Control Valve (CCV), 1/2", 3-way, Cv 10 ¦Valve Actuator, Spring return, AC/DC 24 V, On/Off | 525.00
B315B+TFRB24-3 | Characterized Control Valve | Water | Characterized Control Valve (CCV), 1/2", 3-way, Cv 10 ¦Valve Actuator, Spring return, AC/DC 24 V, Floating point | 610.00
B315B+TFRB24-S | Characterized Control Valve | Water | Characterized Control Valve (CCV), 1/2", 3-way, Cv 10 ¦Valve Actuator, Spring return, AC/DC 24 V, On/Off, 1 x SPDT | 595.00
B315B+TFRB24-SR | Characterized Control Valve | Water | Characterized Control Valve (CCV), 1/2", 3-way, Cv 10 ¦Valve Actuator, Spring return, AC/DC 24 V, 2...10 V, modulating | 639.00
B315B+TFRB24-SR-S | Characterized Control Valve | Water | Characterized Control Valve (CCV), 1/2", 3-way, Cv 10 ¦Valve Actuator, Spring return, AC/DC 24 V, 2...10 V, 1 x SPDT, modulating | 709.00
B315B+TR24-3 US | Characterized Control Valve | Water | Characterized Control Valve (CCV), 1/2", 3-way, Cv 10 ¦Valve Actuator, Non fail-safe, AC 24 V, On/Off, Floating point | 305.00
B315B+TR24-3/300 US | Characterized Control Valve | Water | Characterized Control Valve (CCV), 1/2", 3-way, Cv 10 ¦Valve Actuator, Non fail-safe, AC 24 V, On/Off | 322.00
B315B+TR24-3/500 US | Characterized Control Valve | Water | Characterized Control Valve (CCV), 1/2", 3-way, Cv 10 ¦Valve Actuator, Non fail-safe, AC 24 V, On/Off | 347.00
B315B+TR24-3-T US | Characterized Control Valve | Water | Characterized Control Valve (CCV), 1/2", 3-way, Cv 10 ¦Valve Actuator, Non fail-safe, AC 24 V, On/Off, Floating point, terminals | 286.00
B315B+TR24-SR US | Characterized Control Valve | Water | Characterized Control Valve (CCV), 1/2", 3-way, Cv 10 ¦Valve Actuator, Non fail-safe, AC/DC 24 V, 2...10 V, modulating | 438.00
B315B+TR24-SR/300 US | Characterized Control Valve | Water | Characterized Control Valve (CCV), 1/2", 3-way, Cv 10 ¦Valve Actuator, Non fail-safe, AC/DC 24 V, 2...10 V, modulating | 468.00
B315B+TR24-SR/500 US | Characterized Control Valve | Water | Characterized Control Valve (CCV), 1/2", 3-way, Cv 10 ¦Valve Actuator, Non fail-safe, AC/DC 24 V, 2...10 V, modulating | 490.00
B315B+TR24-SR-T US | Characterized Control Valve | Water | Characterized Control Valve (CCV), 1/2", 3-way, Cv 10 ¦Valve Actuator, Non fail-safe, AC/DC 24 V, 2...10 V, terminals, modulating | 421.00
B315L+LF120 US | Ball Valve - VS | Water | Ball Valve (BV), 1/2", 3-way, Cv 6.4 ¦Valve Actuator, Spring return, AC 120 V, On/Off | 756.00
B315L+LF120-S US | Ball Valve - VS | Water | Ball Valve (BV), 1/2", 3-way, Cv 6.4 ¦Valve Actuator, Spring return, AC 120 V, On/Off, 1 x SPDT | 829.00
B315L+LF24 US | Ball Valve - VS | Water | Ball Valve (BV), 1/2", 3-way, Cv 6.4 ¦Valve Actuator, Spring return, AC/DC 24 V, On/Off | 663.00
B315L+LF24-3 US | Ball Valve - VS | Water | Ball Valve (BV), 1/2", 3-way, Cv 6.4 ¦Valve Actuator, Spring return, AC/DC 24 V, On/Off, Floating point | 858.00
B315L+LF24-MFT US | Ball Valve - VS | Water | Ball Valve (BV), 1/2", 3-way, Cv 6.4 ¦Configurable Valve Actuator, Spring return, AC/DC 24 V, 2...10 V, MFT/programmable | 1100.00
B315L+LF24-MFT-S US | Ball Valve - VS | Water | Ball Valve (BV), 1/2", 3-way, Cv 6.4 ¦Configurable Valve Actuator, Spring return, AC/DC 24 V, 2...10 V, 1 x SPDT, MFT/programmable | 1173.00
B315L+LF24-S US | Ball Valve - VS | Water | Ball Valve (BV), 1/2", 3-way, Cv 6.4 ¦Valve Actuator, Spring return, AC/DC 24 V, On/Off, 1 x SPDT | 735.00
B315L+LRB24-3 | Ball Valve - VS | Water | Ball Valve (BV), 1/2", 3-way, Cv 6.4 ¦Valve Actuator, Non fail-safe, AC/DC 24 V, On/Off, Floating point | 632.00
B315L+LRX24-3 | Ball Valve - VS | Water | Ball Valve (BV), 1/2", 3-way, Cv 6.4 ¦Configurable Valve Actuator, Non fail-safe, AC/DC 24 V, On/Off, Floating point | 632.00
B315L+LRX24-MFT | Ball Valve - VS | Water | Ball Valve (BV), 1/2", 3-way, Cv 6.4 ¦Configurable Valve Actuator, Non fail-safe, AC/DC 24 V, 2...10 V, MFT/programmable | 974.00
B316 | Characterized Control Valve | Water | Characterized Control Valve (CCV), 1/2", 3-way, Cv 16 | 195.00
B316+LF24 US | Characterized Control Valve | Water | Characterized Control Valve (CCV), 1/2", 3-way, Cv 16 ¦Valve Actuator, Spring return, AC/DC 24 V, On/Off | 626.00
B316+LF24-3 US | Characterized Control Valve | Water | Characterized Control Valve (CCV), 1/2", 3-way, Cv 16 ¦Valve Actuator, Spring return, AC/DC 24 V, On/Off, Floating point | 762.00
B316+LF24-MFT US | Characterized Control Valve | Water | Characterized Control Valve (CCV), 1/2", 3-way, Cv 16 ¦Configurable Valve Actuator, Spring return, AC/DC 24 V, 2...10 V, MFT/programmable | 873.00
B316+LF24-MFT-S US | Characterized Control Valve | Water | Characterized Control Valve (CCV), 1/2", 3-way, Cv 16 ¦Configurable Valve Actuator, Spring return, AC/DC 24 V, 2...10 V, 1 x SPDT, MFT/programmable | 942.00
B316+LF24-S US | Characterized Control Valve | Water | Characterized Control Valve (CCV), 1/2", 3-way, Cv 16 ¦Valve Actuator, Spring return, AC/DC 24 V, On/Off, 1 x SPDT | 695.00
B316+LF24-SR US | Characterized Control Valve | Water | Characterized Control Valve (CCV), 1/2", 3-way, Cv 16 ¦Valve Actuator, Spring return, AC/DC 24 V, 2...10 V, modulating | 794.00
B316+LF24-SR-S US | Characterized Control Valve | Water | Characterized Control Valve (CCV), 1/2", 3-way, Cv 16 ¦Valve Actuator, Spring return, AC/DC 24 V, 2...10 V, 1 x SPDT, modulating | 863.00
B316+LRB24-3 | Characterized Control Valve | Water | Characterized Control Valve (CCV), 1/2", 3-way, Cv 16 ¦Valve Actuator, Non fail-safe, AC/DC 24 V, On/Off, Floating point | 431.00
B316+LRB24-3-T | Characterized Control Valve | Water | Characterized Control Valve (CCV), 1/2", 3-way, Cv 16 ¦Valve Actuator, Non fail-safe, AC/DC 24 V, On/Off, Floating point, terminals | 408.00
B316+LRB24-SR | Characterized Control Valve | Water | Characterized Control Valve (CCV), 1/2", 3-way, Cv 16 ¦Valve Actuator, Non fail-safe, AC/DC 24 V, 2...10 V, modulating | 569.00
B316+LRB24-SR-T | Characterized Control Valve | Water | Characterized Control Valve (CCV), 1/2", 3-way, Cv 16 ¦Valve Actuator, Non fail-safe, AC/DC 24 V, 2...10 V, terminals, modulating | 553.00
B316+LRQX24-MFT | Characterized Control Valve | Water | Characterized Control Valve (CCV), 1/2", 3-way, Cv 16 ¦Configurable Valve Actuator, Non fail-safe, AC/DC 24 V, 2...10 V, MFT/programmable | 905.00
B316+LRX120-3 | Characterized Control Valve | Water | Characterized Control Valve (CCV), 1/2", 3-way, Cv 16 ¦Configurable Valve Actuator, Non fail-safe, AC 100...240 V, On/Off, Floating point | 469.00
B316+LRX24-3 | Characterized Control Valve | Water | Characterized Control Valve (CCV), 1/2", 3-way, Cv 16 ¦Configurable Valve Actuator, Non fail-safe, AC/DC 24 V, On/Off, Floating point | 431.00
B316+LRX24-MFT | Characterized Control Valve | Water | Characterized Control Valve (CCV), 1/2", 3-way, Cv 16 ¦Configurable Valve Actuator, Non fail-safe, AC/DC 24 V, 2...10 V, MFT/programmable | 714.00
B316+LRX24-SR | Characterized Control Valve | Water | Characterized Control Valve (CCV), 1/2", 3-way, Cv 16 ¦Configurable Valve Actuator, Non fail-safe, AC/DC 24 V, 2...10 V, modulating | 569.00
B316+NRX24-3-T N4 | Characterized Control Valve | Water | Characterized Control Valve (CCV), 1/2", 3-way, Cv 16 ¦Configurable Valve Actuator, Non fail-safe, AC/DC 24 V, On/Off, Floating point, NEMA 4X, terminals | 751.00
B316+NRX24-MFT-T N4 | Characterized Control Valve | Water | Characterized Control Valve (CCV), 1/2", 3-way, Cv 16 ¦Configurable Valve Actuator, Non fail-safe, AC/DC 24 V, 2...10 V, NEMA 4X, terminals | 1057.00
B316+NRX24-SR-T N4 | Characterized Control Valve | Water | Characterized Control Valve (CCV), 1/2", 3-way, Cv 16 ¦Configurable Valve Actuator, Non fail-safe, AC/DC 24 V, 2...10 V, NEMA 4X, terminals | 897.00
B316+TFRB120 | Characterized Control Valve | Water | Characterized Control Valve (CCV), 1/2", 3-way, Cv 16 ¦Valve Actuator, Spring return, AC 100...240 V, On/Off | 616.00
B316+TFRB120-S | Characterized Control Valve | Water | Characterized Control Valve (CCV), 1/2", 3-way, Cv 16 ¦Valve Actuator, Spring return, AC 100...240 V, On/Off, 1 x SPDT | 686.00
B316+TFRB24 | Characterized Control Valve | Water | Characterized Control Valve (CCV), 1/2", 3-way, Cv 16 ¦Valve Actuator, Spring return, AC/DC 24 V, On/Off | 557.00
B316+TFRB24-3 | Characterized Control Valve | Water | Characterized Control Valve (CCV), 1/2", 3-way, Cv 16 ¦Valve Actuator, Spring return, AC/DC 24 V, Floating point | 642.00
B316+TFRB24-3-S | Characterized Control Valve | Water | Characterized Control Valve (CCV), 1/2", 3-way, Cv 16 ¦Valve Actuator, Spring return, AC/DC 24 V, Floating point, 1 x SPDT | 712.00
B316+TFRB24-S | Characterized Control Valve | Water | Characterized Control Valve (CCV), 1/2", 3-way, Cv 16 ¦Valve Actuator, Spring return, AC/DC 24 V, On/Off, 1 x SPDT | 626.00
B316+TFRB24-SR | Characterized Control Valve | Water | Characterized Control Valve (CCV), 1/2", 3-way, Cv 16 ¦Valve Actuator, Spring return, AC/DC 24 V, 2...10 V, modulating | 655.00
B316+TFRB24-SR-S | Characterized Control Valve | Water | Characterized Control Valve (CCV), 1/2", 3-way, Cv 16 ¦Valve Actuator, Spring return, AC/DC 24 V, 2...10 V, 1 x SPDT, modulating | 725.00
B316+TFRX120 | Characterized Control Valve | Water | Characterized Control Valve (CCV), 1/2", 3-way, Cv 16 ¦Configurable Valve Actuator, Spring return, AC 100...240 V, On/Off | 616.00
B316+TFRX120-S | Characterized Control Valve | Water | Characterized Control Valve (CCV), 1/2", 3-way, Cv 16 ¦Configurable Valve Actuator, Spring return, AC 100...240 V, On/Off, 1 x SPDT | 686.00
B316+TFRX24 | Characterized Control Valve | Water | Characterized Control Valve (CCV), 1/2", 3-way, Cv 16 ¦Configurable Valve Actuator, Spring return, AC/DC 24 V, On/Off | 557.00
B316+TFRX24-3 | Characterized Control Valve | Water | Characterized Control Valve (CCV), 1/2", 3-way, Cv 16 ¦Configurable Valve Actuator, Spring return, AC/DC 24 V, Floating point | 642.00
B316+TFRX24-3-S | Characterized Control Valve | Water | Characterized Control Valve (CCV), 1/2", 3-way, Cv 16 ¦Configurable Valve Actuator, Spring return, AC/DC 24 V, Floating point, 1 x SPDT | 712.00
B316+TFRX24-MFT | Characterized Control Valve | Water | Characterized Control Valve (CCV), 1/2", 3-way, Cv 16 ¦Configurable Valve Actuator, Spring return, AC/DC 24 V, 2...10 V, MFT/programmable | 751.00
B316+TFRX24-S | Characterized Control Valve | Water | Characterized Control Valve (CCV), 1/2", 3-way, Cv 16 ¦Configurable Valve Actuator, Spring return, AC/DC 24 V, On/Off, 1 x SPDT | 626.00
B316+TFRX24-SR | Characterized Control Valve | Water | Characterized Control Valve (CCV), 1/2", 3-way, Cv 16 ¦Configurable Valve Actuator, Spring return, AC/DC 24 V, 2...10 V, modulating | 655.00
B316+TFRX24-SR-S | Characterized Control Valve | Water | Characterized Control Valve (CCV), 1/2", 3-way, Cv 16 ¦Configurable Valve Actuator, Spring return, AC/DC 24 V, 2...10 V, 1 x SPDT, modulating | 725.00
B316+TR24-3 US | Characterized Control Valve | Water | Characterized Control Valve (CCV), 1/2", 3-way, Cv 16 ¦Valve Actuator, Non fail-safe, AC 24 V, On/Off, Floating point | 363.00
B316+TR24-3/300 US | Characterized Control Valve | Water | Characterized Control Valve (CCV), 1/2", 3-way, Cv 16 ¦Valve Actuator, Non fail-safe, AC 24 V, On/Off | 386.00
B316+TR24-3/500 US | Characterized Control Valve | Water | Characterized Control Valve (CCV), 1/2", 3-way, Cv 16 ¦Valve Actuator, Non fail-safe, AC 24 V, On/Off | 417.00
B316+TR24-3-T US | Characterized Control Valve | Water | Characterized Control Valve (CCV), 1/2", 3-way, Cv 16 ¦Valve Actuator, Non fail-safe, AC 24 V, On/Off, Floating point, terminals | 348.00
B316+TR24-SR US | Characterized Control Valve | Water | Characterized Control Valve (CCV), 1/2", 3-way, Cv 16 ¦Valve Actuator, Non fail-safe, AC/DC 24 V, 2...10 V, modulating | 507.00
B316+TR24-SR/300 US | Characterized Control Valve | Water | Characterized Control Valve (CCV), 1/2", 3-way, Cv 16 ¦Valve Actuator, Non fail-safe, AC/DC 24 V, 2...10 V, modulating | 534.00
B316+TR24-SR/500 US | Characterized Control Valve | Water | Characterized Control Valve (CCV), 1/2", 3-way, Cv 16 ¦Valve Actuator, Non fail-safe, AC/DC 24 V, 2...10 V, modulating | 565.00
B316+TR24-SR-T US | Characterized Control Valve | Water | Characterized Control Valve (CCV), 1/2", 3-way, Cv 16 ¦Valve Actuator, Non fail-safe, AC/DC 24 V, 2...10 V, terminals, modulating | 490.00
B316B | Characterized Control Valve | Water | Characterized Control Valve (CCV), 1/2", 3-way, Cv 16 | 136.00
B316B+LF24 US | Characterized Control Valve | Water | Characterized Control Valve (CCV), 1/2", 3-way, Cv 16 ¦Valve Actuator, Spring return, AC/DC 24 V, On/Off | 605.00
B316B+LF24-3 US | Characterized Control Valve | Water | Characterized Control Valve (CCV), 1/2", 3-way, Cv 16 ¦Valve Actuator, Spring return, AC/DC 24 V, On/Off, Floating point | 738.00
B316B+LF24-S US | Characterized Control Valve | Water | Characterized Control Valve (CCV), 1/2", 3-way, Cv 16 ¦Valve Actuator, Spring return, AC/DC 24 V, On/Off, 1 x SPDT | 675.00
B316B+LF24-SR US | Characterized Control Valve | Water | Characterized Control Valve (CCV), 1/2", 3-way, Cv 16 ¦Valve Actuator, Spring return, AC/DC 24 V, 2...10 V, modulating | 763.00
B316B+LF24-SR-S US | Characterized Control Valve | Water | Characterized Control Valve (CCV), 1/2", 3-way, Cv 16 ¦Valve Actuator, Spring return, AC/DC 24 V, 2...10 V, 1 x SPDT, modulating | 833.00
B316B+LRB24-3 | Characterized Control Valve | Water | Characterized Control Valve (CCV), 1/2", 3-way, Cv 16 ¦Valve Actuator, Non fail-safe, AC/DC 24 V, On/Off, Floating point | 376.00
B316B+LRB24-3-T | Characterized Control Valve | Water | Characterized Control Valve (CCV), 1/2", 3-way, Cv 16 ¦Valve Actuator, Non fail-safe, AC/DC 24 V, On/Off, Floating point, terminals | 363.00
B316B+LRB24-SR | Characterized Control Valve | Water | Characterized Control Valve (CCV), 1/2", 3-way, Cv 16 ¦Valve Actuator, Non fail-safe, AC/DC 24 V, 2...10 V, modulating | 527.00
B316B+LRB24-SR-T | Characterized Control Valve | Water | Characterized Control Valve (CCV), 1/2", 3-way, Cv 16 ¦Valve Actuator, Non fail-safe, AC/DC 24 V, 2...10 V, terminals, modulating | 513.00
B316B+TFRB120 | Characterized Control Valve | Water | Characterized Control Valve (CCV), 1/2", 3-way, Cv 16 ¦Valve Actuator, Spring return, AC 100...240 V, On/Off | 589.00
B316B+TFRB24 | Characterized Control Valve | Water | Characterized Control Valve (CCV), 1/2", 3-way, Cv 16 ¦Valve Actuator, Spring return, AC/DC 24 V, On/Off | 525.00
B316B+TFRB24-3 | Characterized Control Valve | Water | Characterized Control Valve (CCV), 1/2", 3-way, Cv 16 ¦Valve Actuator, Spring return, AC/DC 24 V, Floating point | 610.00
B316B+TFRB24-S | Characterized Control Valve | Water | Characterized Control Valve (CCV), 1/2", 3-way, Cv 16 ¦Valve Actuator, Spring return, AC/DC 24 V, On/Off, 1 x SPDT | 595.00
B316B+TFRB24-SR | Characterized Control Valve | Water | Characterized Control Valve (CCV), 1/2", 3-way, Cv 16 ¦Valve Actuator, Spring return, AC/DC 24 V, 2...10 V, modulating | 639.00
B316B+TFRB24-SR-S | Characterized Control Valve | Water | Characterized Control Valve (CCV), 1/2", 3-way, Cv 16 ¦Valve Actuator, Spring return, AC/DC 24 V, 2...10 V, 1 x SPDT, modulating | 709.00
B316B+TR24-3 US | Characterized Control Valve | Water | Characterized Control Valve (CCV), 1/2", 3-way, Cv 16 ¦Valve Actuator, Non fail-safe, AC 24 V, On/Off, Floating point | 315.00
B316B+TR24-3-T US | Characterized Control Valve | Water | Characterized Control Valve (CCV), 1/2", 3-way, Cv 16 ¦Valve Actuator, Non fail-safe, AC 24 V, On/Off, Floating point, terminals | 296.00
B316B+TR24-SR US | Characterized Control Valve | Water | Characterized Control Valve (CCV), 1/2", 3-way, Cv 16 ¦Valve Actuator, Non fail-safe, AC/DC 24 V, 2...10 V, modulating | 448.00
B316B+TR24-SR-T US | Characterized Control Valve | Water | Characterized Control Valve (CCV), 1/2", 3-way, Cv 16 ¦Valve Actuator, Non fail-safe, AC/DC 24 V, 2...10 V, terminals, modulating | 432.00
B317 | Characterized Control Valve | Water | Characterized Control Valve (CCV), 3/4", 3-way, Cv 4.7 | 256.00
B317+LF120 US | Characterized Control Valve | Water | Characterized Control Valve (CCV), 3/4", 3-way, Cv 4.7 ¦Valve Actuator, Spring return, AC 120 V, On/Off | 710.00
B317+LF120-S US | Characterized Control Valve | Water | Characterized Control Valve (CCV), 3/4", 3-way, Cv 4.7 ¦Valve Actuator, Spring return, AC 120 V, On/Off, 1 x SPDT | 778.00
B317+LF24 US | Characterized Control Valve | Water | Characterized Control Valve (CCV), 3/4", 3-way, Cv 4.7 ¦Valve Actuator, Spring return, AC/DC 24 V, On/Off | 659.00
B317+LF24-3 US | Characterized Control Valve | Water | Characterized Control Valve (CCV), 3/4", 3-way, Cv 4.7 ¦Valve Actuator, Spring return, AC/DC 24 V, On/Off, Floating point | 796.00
B317+LF24-MFT US | Characterized Control Valve | Water | Characterized Control Valve (CCV), 3/4", 3-way, Cv 4.7 ¦Configurable Valve Actuator, Spring return, AC/DC 24 V, 2...10 V, MFT/programmable | 906.00
B317+LF24-MFT-S US | Characterized Control Valve | Water | Characterized Control Valve (CCV), 3/4", 3-way, Cv 4.7 ¦Configurable Valve Actuator, Spring return, AC/DC 24 V, 2...10 V, 1 x SPDT, MFT/programmable | 975.00
B317+LF24-S US | Characterized Control Valve | Water | Characterized Control Valve (CCV), 3/4", 3-way, Cv 4.7 ¦Valve Actuator, Spring return, AC/DC 24 V, On/Off, 1 x SPDT | 729.00
B317+LF24-SR US | Characterized Control Valve | Water | Characterized Control Valve (CCV), 3/4", 3-way, Cv 4.7 ¦Valve Actuator, Spring return, AC/DC 24 V, 2...10 V, modulating | 828.00
B317+LF24-SR-S US | Characterized Control Valve | Water | Characterized Control Valve (CCV), 3/4", 3-way, Cv 4.7 ¦Valve Actuator, Spring return, AC/DC 24 V, 2...10 V, 1 x SPDT, modulating | 897.00
B317+LRB120-3 | Characterized Control Valve | Water | Characterized Control Valve (CCV), 3/4", 3-way, Cv 4.7 ¦Valve Actuator, Non fail-safe, AC 100...240 V, On/Off, Floating point | 538.00
B317+LRB24-3 | Characterized Control Valve | Water | Characterized Control Valve (CCV), 3/4", 3-way, Cv 4.7 ¦Valve Actuator, Non fail-safe, AC/DC 24 V, On/Off, Floating point | 499.00
B317+LRB24-3-S | Characterized Control Valve | Water | Characterized Control Valve (CCV), 3/4", 3-way, Cv 4.7 ¦Valve Actuator, Non fail-safe, AC/DC 24 V, On/Off, Floating point, 1 x SPDT | 602.00
B317+LRB24-3-T | Characterized Control Valve | Water | Characterized Control Valve (CCV), 3/4", 3-way, Cv 4.7 ¦Valve Actuator, Non fail-safe, AC/DC 24 V, On/Off, Floating point, terminals | 484.00
B317+LRB24-MFT | Characterized Control Valve | Water | Characterized Control Valve (CCV), 3/4", 3-way, Cv 4.7 ¦Valve Actuator, Non fail-safe, AC/DC 24 V, 2...10 V, MFT/programmable | 783.00
B317+LRB24-SR | Characterized Control Valve | Water | Characterized Control Valve (CCV), 3/4", 3-way, Cv 4.7 ¦Valve Actuator, Non fail-safe, AC/DC 24 V, 2...10 V, modulating | 639.00
B317+LRB24-SR-T | Characterized Control Valve | Water | Characterized Control Valve (CCV), 3/4", 3-way, Cv 4.7 ¦Valve Actuator, Non fail-safe, AC/DC 24 V, 2...10 V, terminals, modulating | 594.00
B317+LRCB24-3 | Characterized Control Valve | Water | Characterized Control Valve (CCV), 3/4", 3-way, Cv 4.7 ¦Valve Actuator, Non fail-safe, AC/DC 24 V, On/Off, Floating point | 532.00
B317+LRQX24-1 | Characterized Control Valve | Water | Characterized Control Valve (CCV), 3/4", 3-way, Cv 4.7 ¦Configurable Valve Actuator, Non fail-safe, AC/DC 24 V, On/Off | 882.00
B317+LRQX24-MFT | Characterized Control Valve | Water | Characterized Control Valve (CCV), 3/4", 3-way, Cv 4.7 ¦Configurable Valve Actuator, Non fail-safe, AC/DC 24 V, 2...10 V, MFT/programmable | 933.00
B317+LRX120-3 | Characterized Control Valve | Water | Characterized Control Valve (CCV), 3/4", 3-way, Cv 4.7 ¦Configurable Valve Actuator, Non fail-safe, AC 100...240 V, On/Off, Floating point | 538.00
B317+LRX120-SR | Characterized Control Valve | Water | Characterized Control Valve (CCV), 3/4", 3-way, Cv 4.7 ¦Configurable Valve Actuator, Non fail-safe, AC 100...240 V, 2...10 V, modulating | 648.00
B317+LRX24-3 | Characterized Control Valve | Water | Characterized Control Valve (CCV), 3/4", 3-way, Cv 4.7 ¦Configurable Valve Actuator, Non fail-safe, AC/DC 24 V, On/Off, Floating point | 499.00
B317+LRX24-3-S | Characterized Control Valve | Water | Characterized Control Valve (CCV), 3/4", 3-way, Cv 4.7 ¦Configurable Valve Actuator, Non fail-safe, AC/DC 24 V, On/Off, Floating point, 1 x SPDT | 602.00
B317+LRX24-3-T | Characterized Control Valve | Water | Characterized Control Valve (CCV), 3/4", 3-way, Cv 4.7 ¦Configurable Valve Actuator, Non fail-safe, AC/DC 24 V, On/Off, Floating point, terminals | 484.00
B317+LRX24-MFT | Characterized Control Valve | Water | Characterized Control Valve (CCV), 3/4", 3-way, Cv 4.7 ¦Configurable Valve Actuator, Non fail-safe, AC/DC 24 V, 2...10 V, MFT/programmable | 783.00
B317+LRX24-MFT95 | Characterized Control Valve | Water | Characterized Control Valve (CCV), 3/4", 3-way, Cv 4.7 ¦Configurable Valve Actuator, Non fail-safe, AC/DC 24 V, 0...135 Ω, MFT/programmable | 866.00
B317+LRX24-PC | Characterized Control Valve | Water | Characterized Control Valve (CCV), 3/4", 3-way, Cv 4.7 ¦Configurable Valve Actuator, Non fail-safe, AC/DC 24 V, 0...20 V PhC, modulating | 866.00
B317+LRX24-SR | Characterized Control Valve | Water | Characterized Control Valve (CCV), 3/4", 3-way, Cv 4.7 ¦Configurable Valve Actuator, Non fail-safe, AC/DC 24 V, 2...10 V, modulating | 639.00
B317+LRX24-SR-T | Characterized Control Valve | Water | Characterized Control Valve (CCV), 3/4", 3-way, Cv 4.7 ¦Configurable Valve Actuator, Non fail-safe, AC/DC 24 V, 2...10 V, terminals, modulating | 594.00
B317+NRX24-3-T N4 | Characterized Control Valve | Water | Characterized Control Valve (CCV), 3/4", 3-way, Cv 4.7 ¦Configurable Valve Actuator, Non fail-safe, AC/DC 24 V, On/Off, Floating point, NEMA 4X, terminals | 846.00
B317+NRX24-MFT-T N4 | Characterized Control Valve | Water | Characterized Control Valve (CCV), 3/4", 3-way, Cv 4.7 ¦Configurable Valve Actuator, Non fail-safe, AC/DC 24 V, 2...10 V, NEMA 4X, terminals | 1315.00
B317+NRX24-SR-T N4 | Characterized Control Valve | Water | Characterized Control Valve (CCV), 3/4", 3-way, Cv 4.7 ¦Configurable Valve Actuator, Non fail-safe, AC/DC 24 V, 2...10 V, NEMA 4X, terminals | 952.00
B317+TFRB120 | Characterized Control Valve | Water | Characterized Control Valve (CCV), 3/4", 3-way, Cv 4.7 ¦Valve Actuator, Spring return, AC 100...240 V, On/Off | 660.00
B317+TFRB120-S | Characterized Control Valve | Water | Characterized Control Valve (CCV), 3/4", 3-way, Cv 4.7 ¦Valve Actuator, Spring return, AC 100...240 V, On/Off, 1 x SPDT | 730.00
B317+TFRB24 | Characterized Control Valve | Water | Characterized Control Valve (CCV), 3/4", 3-way, Cv 4.7 ¦Valve Actuator, Spring return, AC/DC 24 V, On/Off | 608.00
B317+TFRB24-3 | Characterized Control Valve | Water | Characterized Control Valve (CCV), 3/4", 3-way, Cv 4.7 ¦Valve Actuator, Spring return, AC/DC 24 V, Floating point | 693.00
B317+TFRB24-3-S | Characterized Control Valve | Water | Characterized Control Valve (CCV), 3/4", 3-way, Cv 4.7 ¦Valve Actuator, Spring return, AC/DC 24 V, Floating point, 1 x SPDT | 763.00
B317+TFRB24-S | Characterized Control Valve | Water | Characterized Control Valve (CCV), 3/4", 3-way, Cv 4.7 ¦Valve Actuator, Spring return, AC/DC 24 V, On/Off, 1 x SPDT | 678.00
B317+TFRB24-SR | Characterized Control Valve | Water | Characterized Control Valve (CCV), 3/4", 3-way, Cv 4.7 ¦Valve Actuator, Spring return, AC/DC 24 V, 2...10 V, modulating | 707.00
B317+TFRB24-SR-S | Characterized Control Valve | Water | Characterized Control Valve (CCV), 3/4", 3-way, Cv 4.7 ¦Valve Actuator, Spring return, AC/DC 24 V, 2...10 V, 1 x SPDT, modulating | 776.00
B317+TFRX120 | Characterized Control Valve | Water | Characterized Control Valve (CCV), 3/4", 3-way, Cv 4.7 ¦Configurable Valve Actuator, Spring return, AC 100...240 V, On/Off | 660.00
B317+TFRX120-S | Characterized Control Valve | Water | Characterized Control Valve (CCV), 3/4", 3-way, Cv 4.7 ¦Configurable Valve Actuator, Spring return, AC 100...240 V, On/Off, 1 x SPDT | 730.00
B317+TFRX24 | Characterized Control Valve | Water | Characterized Control Valve (CCV), 3/4", 3-way, Cv 4.7 ¦Configurable Valve Actuator, Spring return, AC/DC 24 V, On/Off | 608.00
B317+TFRX24-3 | Characterized Control Valve | Water | Characterized Control Valve (CCV), 3/4", 3-way, Cv 4.7 ¦Configurable Valve Actuator, Spring return, AC/DC 24 V, Floating point | 693.00
B317+TFRX24-3-S | Characterized Control Valve | Water | Characterized Control Valve (CCV), 3/4", 3-way, Cv 4.7 ¦Configurable Valve Actuator, Spring return, AC/DC 24 V, Floating point, 1 x SPDT | 763.00
B317+TFRX24-MFT | Characterized Control Valve | Water | Characterized Control Valve (CCV), 3/4", 3-way, Cv 4.7 ¦Configurable Valve Actuator, Spring return, AC/DC 24 V, 2...10 V, MFT/programmable | 801.00
B317+TFRX24-S | Characterized Control Valve | Water | Characterized Control Valve (CCV), 3/4", 3-way, Cv 4.7 ¦Configurable Valve Actuator, Spring return, AC/DC 24 V, On/Off, 1 x SPDT | 678.00
B317+TFRX24-SR | Characterized Control Valve | Water | Characterized Control Valve (CCV), 3/4", 3-way, Cv 4.7 ¦Configurable Valve Actuator, Spring return, AC/DC 24 V, 2...10 V, modulating | 707.00
B317+TFRX24-SR-S | Characterized Control Valve | Water | Characterized Control Valve (CCV), 3/4", 3-way, Cv 4.7 ¦Configurable Valve Actuator, Spring return, AC/DC 24 V, 2...10 V, 1 x SPDT, modulating | 776.00
B317+TR24-3 US | Characterized Control Valve | Water | Characterized Control Valve (CCV), 3/4", 3-way, Cv 4.7 ¦Valve Actuator, Non fail-safe, AC 24 V, On/Off, Floating point | 421.00
B317+TR24-3/300 US | Characterized Control Valve | Water | Characterized Control Valve (CCV), 3/4", 3-way, Cv 4.7 ¦Valve Actuator, Non fail-safe, AC 24 V, On/Off | 441.00
B317+TR24-3/500 US | Characterized Control Valve | Water | Characterized Control Valve (CCV), 3/4", 3-way, Cv 4.7 ¦Valve Actuator, Non fail-safe, AC 24 V, On/Off | 472.00
B317+TR24-3-T US | Characterized Control Valve | Water | Characterized Control Valve (CCV), 3/4", 3-way, Cv 4.7 ¦Valve Actuator, Non fail-safe, AC 24 V, On/Off, Floating point, terminals | 407.00
B317+TR24-SR US | Characterized Control Valve | Water | Characterized Control Valve (CCV), 3/4", 3-way, Cv 4.7 ¦Valve Actuator, Non fail-safe, AC/DC 24 V, 2...10 V, modulating | 564.00
B317+TR24-SR/300 US | Characterized Control Valve | Water | Characterized Control Valve (CCV), 3/4", 3-way, Cv 4.7 ¦Valve Actuator, Non fail-safe, AC/DC 24 V, 2...10 V, modulating | 581.00
B317+TR24-SR/500 US | Characterized Control Valve | Water | Characterized Control Valve (CCV), 3/4", 3-way, Cv 4.7 ¦Valve Actuator, Non fail-safe, AC/DC 24 V, 2...10 V, modulating | 606.00
B317+TR24-SR-T US | Characterized Control Valve | Water | Characterized Control Valve (CCV), 3/4", 3-way, Cv 4.7 ¦Valve Actuator, Non fail-safe, AC/DC 24 V, 2...10 V, terminals, modulating | 551.00
B317B | Characterized Control Valve | Water | Characterized Control Valve (CCV), 3/4", 3-way, Cv 4.7 | 201.00
B317B+LF120 US | Characterized Control Valve | Water | Characterized Control Valve (CCV), 3/4", 3-way, Cv 4.7 ¦Valve Actuator, Spring return, AC 120 V, On/Off | 717.00
B317B+LF120-S US | Characterized Control Valve | Water | Characterized Control Valve (CCV), 3/4", 3-way, Cv 4.7 ¦Valve Actuator, Spring return, AC 120 V, On/Off, 1 x SPDT | 786.00
B317B+LF24 US | Characterized Control Valve | Water | Characterized Control Valve (CCV), 3/4", 3-way, Cv 4.7 ¦Valve Actuator, Spring return, AC/DC 24 V, On/Off | 646.00
B317B+LF24-3 US | Characterized Control Valve | Water | Characterized Control Valve (CCV), 3/4", 3-way, Cv 4.7 ¦Valve Actuator, Spring return, AC/DC 24 V, On/Off, Floating point | 779.00
B317B+LF24-S US | Characterized Control Valve | Water | Characterized Control Valve (CCV), 3/4", 3-way, Cv 4.7 ¦Valve Actuator, Spring return, AC/DC 24 V, On/Off, 1 x SPDT | 717.00
B317B+LF24-SR US | Characterized Control Valve | Water | Characterized Control Valve (CCV), 3/4", 3-way, Cv 4.7 ¦Valve Actuator, Spring return, AC/DC 24 V, 2...10 V, modulating | 803.00
B317B+LF24-SR-S US | Characterized Control Valve | Water | Characterized Control Valve (CCV), 3/4", 3-way, Cv 4.7 ¦Valve Actuator, Spring return, AC/DC 24 V, 2...10 V, 1 x SPDT, modulating | 873.00
B317B+LRB120-3 | Characterized Control Valve | Water | Characterized Control Valve (CCV), 3/4", 3-way, Cv 4.7 ¦Valve Actuator, Non fail-safe, AC 100...240 V, On/Off, Floating point | 445.00
B317B+LRB24-3 | Characterized Control Valve | Water | Characterized Control Valve (CCV), 3/4", 3-way, Cv 4.7 ¦Valve Actuator, Non fail-safe, AC/DC 24 V, On/Off, Floating point | 402.00
B317B+LRB24-3-S | Characterized Control Valve | Water | Characterized Control Valve (CCV), 3/4", 3-way, Cv 4.7 ¦Valve Actuator, Non fail-safe, AC/DC 24 V, On/Off, Floating point, 1 x SPDT | 504.00
B317B+LRB24-3-T | Characterized Control Valve | Water | Characterized Control Valve (CCV), 3/4", 3-way, Cv 4.7 ¦Valve Actuator, Non fail-safe, AC/DC 24 V, On/Off, Floating point, terminals | 381.00
B317B+LRB24-SR | Characterized Control Valve | Water | Characterized Control Valve (CCV), 3/4", 3-way, Cv 4.7 ¦Valve Actuator, Non fail-safe, AC/DC 24 V, 2...10 V, modulating | 553.00
B317B+LRB24-SR-T | Characterized Control Valve | Water | Characterized Control Valve (CCV), 3/4", 3-way, Cv 4.7 ¦Valve Actuator, Non fail-safe, AC/DC 24 V, 2...10 V, terminals, modulating | 534.00
B317B+TFRB120 | Characterized Control Valve | Water | Characterized Control Valve (CCV), 3/4", 3-way, Cv 4.7 ¦Valve Actuator, Spring return, AC 100...240 V, On/Off | 629.00
B317B+TFRB24 | Characterized Control Valve | Water | Characterized Control Valve (CCV), 3/4", 3-way, Cv 4.7 ¦Valve Actuator, Spring return, AC/DC 24 V, On/Off | 569.00
B317B+TFRB24-3 | Characterized Control Valve | Water | Characterized Control Valve (CCV), 3/4", 3-way, Cv 4.7 ¦Valve Actuator, Spring return, AC/DC 24 V, Floating point | 654.00
B317B+TFRB24-S | Characterized Control Valve | Water | Characterized Control Valve (CCV), 3/4", 3-way, Cv 4.7 ¦Valve Actuator, Spring return, AC/DC 24 V, On/Off, 1 x SPDT | 639.00
B317B+TFRB24-SR | Characterized Control Valve | Water | Characterized Control Valve (CCV), 3/4", 3-way, Cv 4.7 ¦Valve Actuator, Spring return, AC/DC 24 V, 2...10 V, modulating | 681.00
B317B+TFRB24-SR-S | Characterized Control Valve | Water | Characterized Control Valve (CCV), 3/4", 3-way, Cv 4.7 ¦Valve Actuator, Spring return, AC/DC 24 V, 2...10 V, 1 x SPDT, modulating | 752.00
B317B+TR24-3 US | Characterized Control Valve | Water | Characterized Control Valve (CCV), 3/4", 3-way, Cv 4.7 ¦Valve Actuator, Non fail-safe, AC 24 V, On/Off, Floating point | 370.00
B317B+TR24-3/300 US | Characterized Control Valve | Water | Characterized Control Valve (CCV), 3/4", 3-way, Cv 4.7 ¦Valve Actuator, Non fail-safe, AC 24 V, On/Off | 396.00
B317B+TR24-3/500 US | Characterized Control Valve | Water | Characterized Control Valve (CCV), 3/4", 3-way, Cv 4.7 ¦Valve Actuator, Non fail-safe, AC 24 V, On/Off | 421.00
B317B+TR24-3-T US | Characterized Control Valve | Water | Characterized Control Valve (CCV), 3/4", 3-way, Cv 4.7 ¦Valve Actuator, Non fail-safe, AC 24 V, On/Off, Floating point, terminals | 353.00
B317B+TR24-SR US | Characterized Control Valve | Water | Characterized Control Valve (CCV), 3/4", 3-way, Cv 4.7 ¦Valve Actuator, Non fail-safe, AC/DC 24 V, 2...10 V, modulating | 504.00
B317B+TR24-SR/300 US | Characterized Control Valve | Water | Characterized Control Valve (CCV), 3/4", 3-way, Cv 4.7 ¦Valve Actuator, Non fail-safe, AC/DC 24 V, 2...10 V, modulating | 490.00
B317B+TR24-SR/500 US | Characterized Control Valve | Water | Characterized Control Valve (CCV), 3/4", 3-way, Cv 4.7 ¦Valve Actuator, Non fail-safe, AC/DC 24 V, 2...10 V, modulating | 516.00
B317B+TR24-SR-T US | Characterized Control Valve | Water | Characterized Control Valve (CCV), 3/4", 3-way, Cv 4.7 ¦Valve Actuator, Non fail-safe, AC/DC 24 V, 2...10 V, terminals, modulating | 487.00
B318 | Characterized Control Valve | Water | Characterized Control Valve (CCV), 3/4", 3-way, Cv 7.4 | 260.00
B318+LF120 US | Characterized Control Valve | Water | Characterized Control Valve (CCV), 3/4", 3-way, Cv 7.4 ¦Valve Actuator, Spring return, AC 120 V, On/Off | 719.00
B318+LF120-S US | Characterized Control Valve | Water | Characterized Control Valve (CCV), 3/4", 3-way, Cv 7.4 ¦Valve Actuator, Spring return, AC 120 V, On/Off, 1 x SPDT | 788.00
B318+LF24 US | Characterized Control Valve | Water | Characterized Control Valve (CCV), 3/4", 3-way, Cv 7.4 ¦Valve Actuator, Spring return, AC/DC 24 V, On/Off | 673.00
B318+LF24-3 US | Characterized Control Valve | Water | Characterized Control Valve (CCV), 3/4", 3-way, Cv 7.4 ¦Valve Actuator, Spring return, AC/DC 24 V, On/Off, Floating point | 808.00
B318+LF24-MFT US | Characterized Control Valve | Water | Characterized Control Valve (CCV), 3/4", 3-way, Cv 7.4 ¦Configurable Valve Actuator, Spring return, AC/DC 24 V, 2...10 V, MFT/programmable | 919.00
B318+LF24-MFT-S US | Characterized Control Valve | Water | Characterized Control Valve (CCV), 3/4", 3-way, Cv 7.4 ¦Configurable Valve Actuator, Spring return, AC/DC 24 V, 2...10 V, 1 x SPDT, MFT/programmable | 988.00
B318+LF24-S US | Characterized Control Valve | Water | Characterized Control Valve (CCV), 3/4", 3-way, Cv 7.4 ¦Valve Actuator, Spring return, AC/DC 24 V, On/Off, 1 x SPDT | 742.00
B318+LF24-SR US | Characterized Control Valve | Water | Characterized Control Valve (CCV), 3/4", 3-way, Cv 7.4 ¦Valve Actuator, Spring return, AC/DC 24 V, 2...10 V, modulating | 839.00
B318+LF24-SR-S US | Characterized Control Valve | Water | Characterized Control Valve (CCV), 3/4", 3-way, Cv 7.4 ¦Valve Actuator, Spring return, AC/DC 24 V, 2...10 V, 1 x SPDT, modulating | 909.00
B318+LRB120-3 | Characterized Control Valve | Water | Characterized Control Valve (CCV), 3/4", 3-way, Cv 7.4 ¦Valve Actuator, Non fail-safe, AC 100...240 V, On/Off, Floating point | 540.00
B318+LRB24-3 | Characterized Control Valve | Water | Characterized Control Valve (CCV), 3/4", 3-way, Cv 7.4 ¦Valve Actuator, Non fail-safe, AC/DC 24 V, On/Off, Floating point | 502.00
B318+LRB24-3-S | Characterized Control Valve | Water | Characterized Control Valve (CCV), 3/4", 3-way, Cv 7.4 ¦Valve Actuator, Non fail-safe, AC/DC 24 V, On/Off, Floating point, 1 x SPDT | 604.00
B318+LRB24-3-T | Characterized Control Valve | Water | Characterized Control Valve (CCV), 3/4", 3-way, Cv 7.4 ¦Valve Actuator, Non fail-safe, AC/DC 24 V, On/Off, Floating point, terminals | 486.00
B318+LRB24-MFT | Characterized Control Valve | Water | Characterized Control Valve (CCV), 3/4", 3-way, Cv 7.4 ¦Valve Actuator, Non fail-safe, AC/DC 24 V, 2...10 V, MFT/programmable | 785.00
B318+LRB24-SR | Characterized Control Valve | Water | Characterized Control Valve (CCV), 3/4", 3-way, Cv 7.4 ¦Valve Actuator, Non fail-safe, AC/DC 24 V, 2...10 V, modulating | 641.00
B318+LRB24-SR-T | Characterized Control Valve | Water | Characterized Control Valve (CCV), 3/4", 3-way, Cv 7.4 ¦Valve Actuator, Non fail-safe, AC/DC 24 V, 2...10 V, terminals, modulating | 596.00
B318+LRCB24-3 | Characterized Control Valve | Water | Characterized Control Valve (CCV), 3/4", 3-way, Cv 7.4 ¦Valve Actuator, Non fail-safe, AC/DC 24 V, On/Off, Floating point | 534.00
B318+LRQX24-1 | Characterized Control Valve | Water | Characterized Control Valve (CCV), 3/4", 3-way, Cv 7.4 ¦Configurable Valve Actuator, Non fail-safe, AC/DC 24 V, On/Off | 884.00
B318+LRQX24-MFT | Characterized Control Valve | Water | Characterized Control Valve (CCV), 3/4", 3-way, Cv 7.4 ¦Configurable Valve Actuator, Non fail-safe, AC/DC 24 V, 2...10 V, MFT/programmable | 937.00
B318+LRX120-3 | Characterized Control Valve | Water | Characterized Control Valve (CCV), 3/4", 3-way, Cv 7.4 ¦Configurable Valve Actuator, Non fail-safe, AC 100...240 V, On/Off, Floating point | 540.00
B318+LRX120-SR | Characterized Control Valve | Water | Characterized Control Valve (CCV), 3/4", 3-way, Cv 7.4 ¦Configurable Valve Actuator, Non fail-safe, AC 100...240 V, 2...10 V, modulating | 651.00
B318+LRX24-3 | Characterized Control Valve | Water | Characterized Control Valve (CCV), 3/4", 3-way, Cv 7.4 ¦Configurable Valve Actuator, Non fail-safe, AC/DC 24 V, On/Off, Floating point | 502.00
B318+LRX24-3-S | Characterized Control Valve | Water | Characterized Control Valve (CCV), 3/4", 3-way, Cv 7.4 ¦Configurable Valve Actuator, Non fail-safe, AC/DC 24 V, On/Off, Floating point, 1 x SPDT | 604.00
B318+LRX24-3-T | Characterized Control Valve | Water | Characterized Control Valve (CCV), 3/4", 3-way, Cv 7.4 ¦Configurable Valve Actuator, Non fail-safe, AC/DC 24 V, On/Off, Floating point, terminals | 486.00
B318+LRX24-MFT | Characterized Control Valve | Water | Characterized Control Valve (CCV), 3/4", 3-way, Cv 7.4 ¦Configurable Valve Actuator, Non fail-safe, AC/DC 24 V, 2...10 V, MFT/programmable | 785.00
B318+LRX24-MFT95 | Characterized Control Valve | Water | Characterized Control Valve (CCV), 3/4", 3-way, Cv 7.4 ¦Configurable Valve Actuator, Non fail-safe, AC/DC 24 V, 0...135 Ω, MFT/programmable | 835.00
B318+LRX24-PC | Characterized Control Valve | Water | Characterized Control Valve (CCV), 3/4", 3-way, Cv 7.4 ¦Configurable Valve Actuator, Non fail-safe, AC/DC 24 V, 0...20 V PhC, modulating | 835.00
B318+LRX24-SR | Characterized Control Valve | Water | Characterized Control Valve (CCV), 3/4", 3-way, Cv 7.4 ¦Configurable Valve Actuator, Non fail-safe, AC/DC 24 V, 2...10 V, modulating | 641.00
B318+LRX24-SR-T | Characterized Control Valve | Water | Characterized Control Valve (CCV), 3/4", 3-way, Cv 7.4 ¦Configurable Valve Actuator, Non fail-safe, AC/DC 24 V, 2...10 V, terminals, modulating | 596.00
B318+NRX24-3-T N4 | Characterized Control Valve | Water | Characterized Control Valve (CCV), 3/4", 3-way, Cv 7.4 ¦Configurable Valve Actuator, Non fail-safe, AC/DC 24 V, On/Off, Floating point, NEMA 4X, terminals | 849.00
B318+NRX24-MFT-T N4 | Characterized Control Valve | Water | Characterized Control Valve (CCV), 3/4", 3-way, Cv 7.4 ¦Configurable Valve Actuator, Non fail-safe, AC/DC 24 V, 2...10 V, NEMA 4X, terminals | 1317.00
B318+NRX24-SR-T N4 | Characterized Control Valve | Water | Characterized Control Valve (CCV), 3/4", 3-way, Cv 7.4 ¦Configurable Valve Actuator, Non fail-safe, AC/DC 24 V, 2...10 V, NEMA 4X, terminals | 954.00
B318+TFRB120 | Characterized Control Valve | Water | Characterized Control Valve (CCV), 3/4", 3-way, Cv 7.4 ¦Valve Actuator, Spring return, AC 100...240 V, On/Off | 657.00
B318+TFRB120-S | Characterized Control Valve | Water | Characterized Control Valve (CCV), 3/4", 3-way, Cv 7.4 ¦Valve Actuator, Spring return, AC 100...240 V, On/Off, 1 x SPDT | 727.00
B318+TFRB24 | Characterized Control Valve | Water | Characterized Control Valve (CCV), 3/4", 3-way, Cv 7.4 ¦Valve Actuator, Spring return, AC/DC 24 V, On/Off | 608.00
B318+TFRB24-3 | Characterized Control Valve | Water | Characterized Control Valve (CCV), 3/4", 3-way, Cv 7.4 ¦Valve Actuator, Spring return, AC/DC 24 V, Floating point | 693.00
B318+TFRB24-3-S | Characterized Control Valve | Water | Characterized Control Valve (CCV), 3/4", 3-way, Cv 7.4 ¦Valve Actuator, Spring return, AC/DC 24 V, Floating point, 1 x SPDT | 763.00
B318+TFRB24-S | Characterized Control Valve | Water | Characterized Control Valve (CCV), 3/4", 3-way, Cv 7.4 ¦Valve Actuator, Spring return, AC/DC 24 V, On/Off, 1 x SPDT | 678.00
B318+TFRB24-SR | Characterized Control Valve | Water | Characterized Control Valve (CCV), 3/4", 3-way, Cv 7.4 ¦Valve Actuator, Spring return, AC/DC 24 V, 2...10 V, modulating | 707.00
B318+TFRB24-SR-S | Characterized Control Valve | Water | Characterized Control Valve (CCV), 3/4", 3-way, Cv 7.4 ¦Valve Actuator, Spring return, AC/DC 24 V, 2...10 V, 1 x SPDT, modulating | 776.00
B318+TFRX120 | Characterized Control Valve | Water | Characterized Control Valve (CCV), 3/4", 3-way, Cv 7.4 ¦Configurable Valve Actuator, Spring return, AC 100...240 V, On/Off | 657.00
B318+TFRX120-S | Characterized Control Valve | Water | Characterized Control Valve (CCV), 3/4", 3-way, Cv 7.4 ¦Configurable Valve Actuator, Spring return, AC 100...240 V, On/Off, 1 x SPDT | 727.00
B318+TFRX24 | Characterized Control Valve | Water | Characterized Control Valve (CCV), 3/4", 3-way, Cv 7.4 ¦Configurable Valve Actuator, Spring return, AC/DC 24 V, On/Off | 608.00
B318+TFRX24-3 | Characterized Control Valve | Water | Characterized Control Valve (CCV), 3/4", 3-way, Cv 7.4 ¦Configurable Valve Actuator, Spring return, AC/DC 24 V, Floating point | 693.00
B318+TFRX24-3-S | Characterized Control Valve | Water | Characterized Control Valve (CCV), 3/4", 3-way, Cv 7.4 ¦Configurable Valve Actuator, Spring return, AC/DC 24 V, Floating point, 1 x SPDT | 763.00
B318+TFRX24-MFT | Characterized Control Valve | Water | Characterized Control Valve (CCV), 3/4", 3-way, Cv 7.4 ¦Configurable Valve Actuator, Spring return, AC/DC 24 V, 2...10 V, MFT/programmable | 801.00
B318+TFRX24-S | Characterized Control Valve | Water | Characterized Control Valve (CCV), 3/4", 3-way, Cv 7.4 ¦Configurable Valve Actuator, Spring return, AC/DC 24 V, On/Off, 1 x SPDT | 678.00
B318+TFRX24-SR | Characterized Control Valve | Water | Characterized Control Valve (CCV), 3/4", 3-way, Cv 7.4 ¦Configurable Valve Actuator, Spring return, AC/DC 24 V, 2...10 V, modulating | 707.00
B318+TFRX24-SR-S | Characterized Control Valve | Water | Characterized Control Valve (CCV), 3/4", 3-way, Cv 7.4 ¦Configurable Valve Actuator, Spring return, AC/DC 24 V, 2...10 V, 1 x SPDT, modulating | 776.00
B318+TR24-3 US | Characterized Control Valve | Water | Characterized Control Valve (CCV), 3/4", 3-way, Cv 7.4 ¦Valve Actuator, Non fail-safe, AC 24 V, On/Off, Floating point | 422.00
B318+TR24-3/300 US | Characterized Control Valve | Water | Characterized Control Valve (CCV), 3/4", 3-way, Cv 7.4 ¦Valve Actuator, Non fail-safe, AC 24 V, On/Off | 441.00
B318+TR24-3/500 US | Characterized Control Valve | Water | Characterized Control Valve (CCV), 3/4", 3-way, Cv 7.4 ¦Valve Actuator, Non fail-safe, AC 24 V, On/Off | 472.00
B318+TR24-3-T US | Characterized Control Valve | Water | Characterized Control Valve (CCV), 3/4", 3-way, Cv 7.4 ¦Valve Actuator, Non fail-safe, AC 24 V, On/Off, Floating point, terminals | 408.00
B318+TR24-SR US | Characterized Control Valve | Water | Characterized Control Valve (CCV), 3/4", 3-way, Cv 7.4 ¦Valve Actuator, Non fail-safe, AC/DC 24 V, 2...10 V, modulating | 565.00
B318+TR24-SR/300 US | Characterized Control Valve | Water | Characterized Control Valve (CCV), 3/4", 3-way, Cv 7.4 ¦Valve Actuator, Non fail-safe, AC/DC 24 V, 2...10 V, modulating | 578.00
B318+TR24-SR/500 US | Characterized Control Valve | Water | Characterized Control Valve (CCV), 3/4", 3-way, Cv 7.4 ¦Valve Actuator, Non fail-safe, AC/DC 24 V, 2...10 V, modulating | 603.00
B318+TR24-SR-T US | Characterized Control Valve | Water | Characterized Control Valve (CCV), 3/4", 3-way, Cv 7.4 ¦Valve Actuator, Non fail-safe, AC/DC 24 V, 2...10 V, terminals, modulating | 552.00
B318B | Characterized Control Valve | Water | Characterized Control Valve (CCV), 3/4", 3-way, Cv 7.4 | 203.00
B318B+LF120 US | Characterized Control Valve | Water | Characterized Control Valve (CCV), 3/4", 3-way, Cv 7.4 ¦Valve Actuator, Spring return, AC 120 V, On/Off | 720.00
B318B+LF120-S US | Characterized Control Valve | Water | Characterized Control Valve (CCV), 3/4", 3-way, Cv 7.4 ¦Valve Actuator, Spring return, AC 120 V, On/Off, 1 x SPDT | 789.00
B318B+LF24 US | Characterized Control Valve | Water | Characterized Control Valve (CCV), 3/4", 3-way, Cv 7.4 ¦Valve Actuator, Spring return, AC/DC 24 V, On/Off | 648.00
B318B+LF24-3 US | Characterized Control Valve | Water | Characterized Control Valve (CCV), 3/4", 3-way, Cv 7.4 ¦Valve Actuator, Spring return, AC/DC 24 V, On/Off, Floating point | 783.00
B318B+LF24-S US | Characterized Control Valve | Water | Characterized Control Valve (CCV), 3/4", 3-way, Cv 7.4 ¦Valve Actuator, Spring return, AC/DC 24 V, On/Off, 1 x SPDT | 719.00
B318B+LF24-SR US | Characterized Control Valve | Water | Characterized Control Valve (CCV), 3/4", 3-way, Cv 7.4 ¦Valve Actuator, Spring return, AC/DC 24 V, 2...10 V, modulating | 807.00
B318B+LF24-SR-S US | Characterized Control Valve | Water | Characterized Control Valve (CCV), 3/4", 3-way, Cv 7.4 ¦Valve Actuator, Spring return, AC/DC 24 V, 2...10 V, 1 x SPDT, modulating | 877.00
B318B+LRB120-3 | Characterized Control Valve | Water | Characterized Control Valve (CCV), 3/4", 3-way, Cv 7.4 ¦Valve Actuator, Non fail-safe, AC 100...240 V, On/Off, Floating point | 452.00
B318B+LRB24-3 | Characterized Control Valve | Water | Characterized Control Valve (CCV), 3/4", 3-way, Cv 7.4 ¦Valve Actuator, Non fail-safe, AC/DC 24 V, On/Off, Floating point | 406.00
B318B+LRB24-3-S | Characterized Control Valve | Water | Characterized Control Valve (CCV), 3/4", 3-way, Cv 7.4 ¦Valve Actuator, Non fail-safe, AC/DC 24 V, On/Off, Floating point, 1 x SPDT | 509.00
B318B+LRB24-3-T | Characterized Control Valve | Water | Characterized Control Valve (CCV), 3/4", 3-way, Cv 7.4 ¦Valve Actuator, Non fail-safe, AC/DC 24 V, On/Off, Floating point, terminals | 389.00
B318B+LRB24-SR | Characterized Control Valve | Water | Characterized Control Valve (CCV), 3/4", 3-way, Cv 7.4 ¦Valve Actuator, Non fail-safe, AC/DC 24 V, 2...10 V, modulating | 557.00
B318B+LRB24-SR-T | Characterized Control Valve | Water | Characterized Control Valve (CCV), 3/4", 3-way, Cv 7.4 ¦Valve Actuator, Non fail-safe, AC/DC 24 V, 2...10 V, terminals, modulating | 536.00
B318B+TFRB120 | Characterized Control Valve | Water | Characterized Control Valve (CCV), 3/4", 3-way, Cv 7.4 ¦Valve Actuator, Spring return, AC 100...240 V, On/Off | 624.00
B318B+TFRB24 | Characterized Control Valve | Water | Characterized Control Valve (CCV), 3/4", 3-way, Cv 7.4 ¦Valve Actuator, Spring return, AC/DC 24 V, On/Off | 567.00
B318B+TFRB24-3 | Characterized Control Valve | Water | Characterized Control Valve (CCV), 3/4", 3-way, Cv 7.4 ¦Valve Actuator, Spring return, AC/DC 24 V, Floating point | 652.00
B318B+TFRB24-S | Characterized Control Valve | Water | Characterized Control Valve (CCV), 3/4", 3-way, Cv 7.4 ¦Valve Actuator, Spring return, AC/DC 24 V, On/Off, 1 x SPDT | 637.00
B318B+TFRB24-SR | Characterized Control Valve | Water | Characterized Control Valve (CCV), 3/4", 3-way, Cv 7.4 ¦Valve Actuator, Spring return, AC/DC 24 V, 2...10 V, modulating | 679.00
B318B+TFRB24-SR-S | Characterized Control Valve | Water | Characterized Control Valve (CCV), 3/4", 3-way, Cv 7.4 ¦Valve Actuator, Spring return, AC/DC 24 V, 2...10 V, 1 x SPDT, modulating | 750.00
B318B+TR24-3 US | Characterized Control Valve | Water | Characterized Control Valve (CCV), 3/4", 3-way, Cv 7.4 ¦Valve Actuator, Non fail-safe, AC 24 V, On/Off, Floating point | 369.00
B318B+TR24-3/300 US | Characterized Control Valve | Water | Characterized Control Valve (CCV), 3/4", 3-way, Cv 7.4 ¦Valve Actuator, Non fail-safe, AC 24 V, On/Off | 395.00
B318B+TR24-3/500 US | Characterized Control Valve | Water | Characterized Control Valve (CCV), 3/4", 3-way, Cv 7.4 ¦Valve Actuator, Non fail-safe, AC 24 V, On/Off | 419.00
B318B+TR24-3-T US | Characterized Control Valve | Water | Characterized Control Valve (CCV), 3/4", 3-way, Cv 7.4 ¦Valve Actuator, Non fail-safe, AC 24 V, On/Off, Floating point, terminals | 352.00
B318B+TR24-SR US | Characterized Control Valve | Water | Characterized Control Valve (CCV), 3/4", 3-way, Cv 7.4 ¦Valve Actuator, Non fail-safe, AC/DC 24 V, 2...10 V, modulating | 503.00
B318B+TR24-SR/300 US | Characterized Control Valve | Water | Characterized Control Valve (CCV), 3/4", 3-way, Cv 7.4 ¦Valve Actuator, Non fail-safe, AC/DC 24 V, 2...10 V, modulating | 488.00
B318B+TR24-SR/500 US | Characterized Control Valve | Water | Characterized Control Valve (CCV), 3/4", 3-way, Cv 7.4 ¦Valve Actuator, Non fail-safe, AC/DC 24 V, 2...10 V, modulating | 513.00
B318B+TR24-SR-T US | Characterized Control Valve | Water | Characterized Control Valve (CCV), 3/4", 3-way, Cv 7.4 ¦Valve Actuator, Non fail-safe, AC/DC 24 V, 2...10 V, terminals, modulating | 486.00
B320 | Characterized Control Valve | Water | Characterized Control Valve (CCV), 3/4", 3-way, Cv 14 | 264.00
B320+LF120 US | Characterized Control Valve | Water | Characterized Control Valve (CCV), 3/4", 3-way, Cv 14 ¦Valve Actuator, Spring return, AC 120 V, On/Off | 725.00
B320+LF120-S US | Characterized Control Valve | Water | Characterized Control Valve (CCV), 3/4", 3-way, Cv 14 ¦Valve Actuator, Spring return, AC 120 V, On/Off, 1 x SPDT | 795.00
B320+LF24 US | Characterized Control Valve | Water | Characterized Control Valve (CCV), 3/4", 3-way, Cv 14 ¦Valve Actuator, Spring return, AC/DC 24 V, On/Off | 680.00
B320+LF24-3 US | Characterized Control Valve | Water | Characterized Control Valve (CCV), 3/4", 3-way, Cv 14 ¦Valve Actuator, Spring return, AC/DC 24 V, On/Off, Floating point | 816.00
B320+LF24-MFT US | Characterized Control Valve | Water | Characterized Control Valve (CCV), 3/4", 3-way, Cv 14 ¦Configurable Valve Actuator, Spring return, AC/DC 24 V, 2...10 V, MFT/programmable | 927.00
B320+LF24-MFT-S US | Characterized Control Valve | Water | Characterized Control Valve (CCV), 3/4", 3-way, Cv 14 ¦Configurable Valve Actuator, Spring return, AC/DC 24 V, 2...10 V, 1 x SPDT, MFT/programmable | 997.00
B320+LF24-S US | Characterized Control Valve | Water | Characterized Control Valve (CCV), 3/4", 3-way, Cv 14 ¦Valve Actuator, Spring return, AC/DC 24 V, On/Off, 1 x SPDT | 751.00
B320+LF24-SR US | Characterized Control Valve | Water | Characterized Control Valve (CCV), 3/4", 3-way, Cv 14 ¦Valve Actuator, Spring return, AC/DC 24 V, 2...10 V, modulating | 847.00
B320+LF24-SR-S US | Characterized Control Valve | Water | Characterized Control Valve (CCV), 3/4", 3-way, Cv 14 ¦Valve Actuator, Spring return, AC/DC 24 V, 2...10 V, 1 x SPDT, modulating | 918.00
B320+LRB120-3 | Characterized Control Valve | Water | Characterized Control Valve (CCV), 3/4", 3-way, Cv 14 ¦Valve Actuator, Non fail-safe, AC 100...240 V, On/Off, Floating point | 553.00
B320+LRB24-3 | Characterized Control Valve | Water | Characterized Control Valve (CCV), 3/4", 3-way, Cv 14 ¦Valve Actuator, Non fail-safe, AC/DC 24 V, On/Off, Floating point | 510.00
B320+LRB24-3-S | Characterized Control Valve | Water | Characterized Control Valve (CCV), 3/4", 3-way, Cv 14 ¦Valve Actuator, Non fail-safe, AC/DC 24 V, On/Off, Floating point, 1 x SPDT | 611.00
B320+LRB24-3-T | Characterized Control Valve | Water | Characterized Control Valve (CCV), 3/4", 3-way, Cv 14 ¦Valve Actuator, Non fail-safe, AC/DC 24 V, On/Off, Floating point, terminals | 493.00
B320+LRB24-MFT | Characterized Control Valve | Water | Characterized Control Valve (CCV), 3/4", 3-way, Cv 14 ¦Valve Actuator, Non fail-safe, AC/DC 24 V, 2...10 V, MFT/programmable | 793.00
B320+LRB24-SR | Characterized Control Valve | Water | Characterized Control Valve (CCV), 3/4", 3-way, Cv 14 ¦Valve Actuator, Non fail-safe, AC/DC 24 V, 2...10 V, modulating | 648.00
B320+LRB24-SR-T | Characterized Control Valve | Water | Characterized Control Valve (CCV), 3/4", 3-way, Cv 14 ¦Valve Actuator, Non fail-safe, AC/DC 24 V, 2...10 V, terminals, modulating | 601.00
B320+LRCB24-3 | Characterized Control Valve | Water | Characterized Control Valve (CCV), 3/4", 3-way, Cv 14 ¦Valve Actuator, Non fail-safe, AC/DC 24 V, On/Off, Floating point | 540.00
B320+LRQX24-1 | Characterized Control Valve | Water | Characterized Control Valve (CCV), 3/4", 3-way, Cv 14 ¦Configurable Valve Actuator, Non fail-safe, AC/DC 24 V, On/Off | 887.00
B320+LRQX24-MFT | Characterized Control Valve | Water | Characterized Control Valve (CCV), 3/4", 3-way, Cv 14 ¦Configurable Valve Actuator, Non fail-safe, AC/DC 24 V, 2...10 V, MFT/programmable | 939.00
B320+LRX120-3 | Characterized Control Valve | Water | Characterized Control Valve (CCV), 3/4", 3-way, Cv 14 ¦Configurable Valve Actuator, Non fail-safe, AC 100...240 V, On/Off, Floating point | 553.00
B320+LRX120-SR | Characterized Control Valve | Water | Characterized Control Valve (CCV), 3/4", 3-way, Cv 14 ¦Configurable Valve Actuator, Non fail-safe, AC 100...240 V, 2...10 V, modulating | 655.00
B320+LRX24-3 | Characterized Control Valve | Water | Characterized Control Valve (CCV), 3/4", 3-way, Cv 14 ¦Configurable Valve Actuator, Non fail-safe, AC/DC 24 V, On/Off, Floating point | 510.00
B320+LRX24-3-S | Characterized Control Valve | Water | Characterized Control Valve (CCV), 3/4", 3-way, Cv 14 ¦Configurable Valve Actuator, Non fail-safe, AC/DC 24 V, On/Off, Floating point, 1 x SPDT | 611.00
B320+LRX24-3-T | Characterized Control Valve | Water | Characterized Control Valve (CCV), 3/4", 3-way, Cv 14 ¦Configurable Valve Actuator, Non fail-safe, AC/DC 24 V, On/Off, Floating point, terminals | 493.00
B320+LRX24-MFT | Characterized Control Valve | Water | Characterized Control Valve (CCV), 3/4", 3-way, Cv 14 ¦Configurable Valve Actuator, Non fail-safe, AC/DC 24 V, 2...10 V, MFT/programmable | 793.00
B320+LRX24-MFT95 | Characterized Control Valve | Water | Characterized Control Valve (CCV), 3/4", 3-way, Cv 14 ¦Configurable Valve Actuator, Non fail-safe, AC/DC 24 V, 0...135 Ω, MFT/programmable | 841.00
B320+LRX24-PC | Characterized Control Valve | Water | Characterized Control Valve (CCV), 3/4", 3-way, Cv 14 ¦Configurable Valve Actuator, Non fail-safe, AC/DC 24 V, 0...20 V PhC, modulating | 841.00
B320+LRX24-SR | Characterized Control Valve | Water | Characterized Control Valve (CCV), 3/4", 3-way, Cv 14 ¦Configurable Valve Actuator, Non fail-safe, AC/DC 24 V, 2...10 V, modulating | 648.00
B320+LRX24-SR-T | Characterized Control Valve | Water | Characterized Control Valve (CCV), 3/4", 3-way, Cv 14 ¦Configurable Valve Actuator, Non fail-safe, AC/DC 24 V, 2...10 V, terminals, modulating | 601.00
B320+NRX24-3-T N4 | Characterized Control Valve | Water | Characterized Control Valve (CCV), 3/4", 3-way, Cv 14 ¦Configurable Valve Actuator, Non fail-safe, AC/DC 24 V, On/Off, Floating point, NEMA 4X, terminals | 854.00
B320+NRX24-MFT-T N4 | Characterized Control Valve | Water | Characterized Control Valve (CCV), 3/4", 3-way, Cv 14 ¦Configurable Valve Actuator, Non fail-safe, AC/DC 24 V, 2...10 V, NEMA 4X, terminals | 1322.00
B320+NRX24-SR-T N4 | Characterized Control Valve | Water | Characterized Control Valve (CCV), 3/4", 3-way, Cv 14 ¦Configurable Valve Actuator, Non fail-safe, AC/DC 24 V, 2...10 V, NEMA 4X, terminals | 958.00
B320-073-073+LRB24-SR | Characterized Control Valve | Water | Characterized Control Valve (6-way CCV), 3/4", 6-way, Seq 1 Cv 0.73, Seq 2 Cv 0.73¦Valve Actuator, Non fail-safe, AC/DC 24 V, 2...10 V, modulating | 1014.00
B320-073-073+LRX24-MFT | Characterized Control Valve | Water | Characterized Control Valve (6-way CCV), 3/4", 6-way, Seq 1 Cv 0.73, Seq 2 Cv 0.73¦Configurable Valve Actuator, Non fail-safe, AC/DC 24 V, 2...10 V, MFT/programmable | 1086.00
B320-073-116+LRB24-SR | Characterized Control Valve | Water | Characterized Control Valve (6-way CCV), 3/4", 6-way, Seq 1 Cv 0.73, Seq 2 Cv 1.16¦Valve Actuator, Non fail-safe, AC/DC 24 V, 2...10 V, modulating | 1014.00
B320-073-116+LRX24-MFT | Characterized Control Valve | Water | Characterized Control Valve (6-way CCV), 3/4", 6-way, Seq 1 Cv 0.73, Seq 2 Cv 1.16¦Configurable Valve Actuator, Non fail-safe, AC/DC 24 V, 2...10 V, MFT/programmable | 1086.00
B320-073-186+LRB24-SR | Characterized Control Valve | Water | Characterized Control Valve (6-way CCV), 3/4", 6-way, Seq 1 Cv 0.73, Seq 2 Cv 1.86¦Valve Actuator, Non fail-safe, AC/DC 24 V, 2...10 V, modulating | 1014.00
B320-073-186+LRX24-MFT | Characterized Control Valve | Water | Characterized Control Valve (6-way CCV), 3/4", 6-way, Seq 1 Cv 0.73, Seq 2 Cv 1.86¦Configurable Valve Actuator, Non fail-safe, AC/DC 24 V, 2...10 V, MFT/programmable | 1086.00
B320-073-290+LRB24-SR | Characterized Control Valve | Water | Characterized Control Valve (6-way CCV), 3/4", 6-way, Seq 1 Cv 0.73, Seq 2 Cv 2.9¦Valve Actuator, Non fail-safe, AC/DC 24 V, 2...10 V, modulating | 1014.00
B320-073-290+LRX24-MFT | Characterized Control Valve | Water | Characterized Control Valve (6-way CCV), 3/4", 6-way, Seq 1 Cv 0.73, Seq 2 Cv 2.9¦Configurable Valve Actuator, Non fail-safe, AC/DC 24 V, 2...10 V, MFT/programmable | 1086.00
B320-116-073+LRB24-SR | Characterized Control Valve | Water | Characterized Control Valve (6-way CCV), 3/4", 6-way, Seq 1 Cv 1.16, Seq 2 Cv 0.73¦Valve Actuator, Non fail-safe, AC/DC 24 V, 2...10 V, modulating | 1014.00
B320-116-073+LRX24-MFT | Characterized Control Valve | Water | Characterized Control Valve (6-way CCV), 3/4", 6-way, Seq 1 Cv 1.16, Seq 2 Cv 0.73¦Configurable Valve Actuator, Non fail-safe, AC/DC 24 V, 2...10 V, MFT/programmable | 1086.00
B320-116-116+LRB24-SR | Characterized Control Valve | Water | Characterized Control Valve (6-way CCV), 3/4", 6-way, Seq 1 Cv 1.16, Seq 2 Cv 1.16¦Valve Actuator, Non fail-safe, AC/DC 24 V, 2...10 V, modulating | 1014.00
B320-116-116+LRX24-MFT | Characterized Control Valve | Water | Characterized Control Valve (6-way CCV), 3/4", 6-way, Seq 1 Cv 1.16, Seq 2 Cv 1.16¦Configurable Valve Actuator, Non fail-safe, AC/DC 24 V, 2...10 V, MFT/programmable | 1086.00
B320-116-186+LRB24-SR | Characterized Control Valve | Water | Characterized Control Valve (6-way CCV), 3/4", 6-way, Seq 1 Cv 1.16, Seq 2 Cv 1.86¦Valve Actuator, Non fail-safe, AC/DC 24 V, 2...10 V, modulating | 1014.00
B320-116-186+LRX24-MFT | Characterized Control Valve | Water | Characterized Control Valve (6-way CCV), 3/4", 6-way, Seq 1 Cv 1.16, Seq 2 Cv 1.86¦Configurable Valve Actuator, Non fail-safe, AC/DC 24 V, 2...10 V, MFT/programmable | 1086.00
B320-116-290+LRB24-SR | Characterized Control Valve | Water | Characterized Control Valve (6-way CCV), 3/4", 6-way, Seq 1 Cv 1.16, Seq 2 Cv 2.9¦Valve Actuator, Non fail-safe, AC/DC 24 V, 2...10 V, modulating | 1014.00
B320-116-290+LRX24-MFT | Characterized Control Valve | Water | Characterized Control Valve (6-way CCV), 3/4", 6-way, Seq 1 Cv 1.16, Seq 2 Cv 2.9¦Configurable Valve Actuator, Non fail-safe, AC/DC 24 V, 2...10 V, MFT/programmable | 1086.00
B320-186-073+LRB24-SR | Characterized Control Valve | Water | Characterized Control Valve (6-way CCV), 3/4", 6-way, Seq 1 Cv 1.86, Seq 2 Cv 0.73¦Valve Actuator, Non fail-safe, AC/DC 24 V, 2...10 V, modulating | 1014.00
B320-186-073+LRX24-MFT | Characterized Control Valve | Water | Characterized Control Valve (6-way CCV), 3/4", 6-way, Seq 1 Cv 1.86, Seq 2 Cv 0.73¦Configurable Valve Actuator, Non fail-safe, AC/DC 24 V, 2...10 V, MFT/programmable | 1086.00
B320-186-116+LRB24-SR | Characterized Control Valve | Water | Characterized Control Valve (6-way CCV), 3/4", 6-way, Seq 1 Cv 1.86, Seq 2 Cv 1.16¦Valve Actuator, Non fail-safe, AC/DC 24 V, 2...10 V, modulating | 1014.00
B320-186-116+LRX24-MFT | Characterized Control Valve | Water | Characterized Control Valve (6-way CCV), 3/4", 6-way, Seq 1 Cv 1.86, Seq 2 Cv 1.16¦Configurable Valve Actuator, Non fail-safe, AC/DC 24 V, 2...10 V, MFT/programmable | 1086.00
B320-186-186+LRB24-SR | Characterized Control Valve | Water | Characterized Control Valve (6-way CCV), 3/4", 6-way, Seq 1 Cv 1.86, Seq 2 Cv 1.86¦Valve Actuator, Non fail-safe, AC/DC 24 V, 2...10 V, modulating | 1014.00
B320-186-186+LRX24-MFT | Characterized Control Valve | Water | Characterized Control Valve (6-way CCV), 3/4", 6-way, Seq 1 Cv 1.86, Seq 2 Cv 1.86¦Configurable Valve Actuator, Non fail-safe, AC/DC 24 V, 2...10 V, MFT/programmable | 1086.00
B320-186-290+LRB24-SR | Characterized Control Valve | Water | Characterized Control Valve (6-way CCV), 3/4", 6-way, Seq 1 Cv 1.86, Seq 2 Cv 2.9¦Valve Actuator, Non fail-safe, AC/DC 24 V, 2...10 V, modulating | 1014.00
B320-186-290+LRX24-MFT | Characterized Control Valve | Water | Characterized Control Valve (6-way CCV), 3/4", 6-way, Seq 1 Cv 1.86, Seq 2 Cv 2.9¦Configurable Valve Actuator, Non fail-safe, AC/DC 24 V, 2...10 V, MFT/programmable | 1086.00
B320-290-073+LRB24-SR | Characterized Control Valve | Water | Characterized Control Valve (6-way CCV), 3/4", 6-way, Seq 1 Cv 2.9, Seq 2 Cv 0.73¦Valve Actuator, Non fail-safe, AC/DC 24 V, 2...10 V, modulating | 1014.00
B320-290-073+LRX24-MFT | Characterized Control Valve | Water | Characterized Control Valve (6-way CCV), 3/4", 6-way, Seq 1 Cv 2.9, Seq 2 Cv 0.73¦Configurable Valve Actuator, Non fail-safe, AC/DC 24 V, 2...10 V, MFT/programmable | 1086.00
B320-290-116+LRB24-SR | Characterized Control Valve | Water | Characterized Control Valve (6-way CCV), 3/4", 6-way, Seq 1 Cv 2.9, Seq 2 Cv 1.16¦Valve Actuator, Non fail-safe, AC/DC 24 V, 2...10 V, modulating | 1014.00
B320-290-116+LRX24-MFT | Characterized Control Valve | Water | Characterized Control Valve (6-way CCV), 3/4", 6-way, Seq 1 Cv 2.9, Seq 2 Cv 1.16¦Configurable Valve Actuator, Non fail-safe, AC/DC 24 V, 2...10 V, MFT/programmable | 1086.00
B320-290-186+LRB24-SR | Characterized Control Valve | Water | Characterized Control Valve (6-way CCV), 3/4", 6-way, Seq 1 Cv 2.9, Seq 2 Cv 1.86¦Valve Actuator, Non fail-safe, AC/DC 24 V, 2...10 V, modulating | 1014.00
B320-290-186+LRX24-MFT | Characterized Control Valve | Water | Characterized Control Valve (6-way CCV), 3/4", 6-way, Seq 1 Cv 2.9, Seq 2 Cv 1.86¦Configurable Valve Actuator, Non fail-safe, AC/DC 24 V, 2...10 V, MFT/programmable | 1086.00
B320-290-290+LRB24-SR | Characterized Control Valve | Water | Characterized Control Valve (6-way CCV), 3/4", 6-way, Seq 1 Cv 2.9, Seq 2 Cv 2.9¦Valve Actuator, Non fail-safe, AC/DC 24 V, 2...10 V, modulating | 1014.00
B320-290-290+LRX24-MFT | Characterized Control Valve | Water | Characterized Control Valve (6-way CCV), 3/4", 6-way, Seq 1 Cv 2.9, Seq 2 Cv 2.9¦Configurable Valve Actuator, Non fail-safe, AC/DC 24 V, 2...10 V, MFT/programmable | 1086.00
B320-290-400+LRB24-SR | Characterized Control Valve | Water | Characterized Control Valve (6-way CCV), 3/4", 6-way, Seq 1 Cv 2.9, Seq 2 Cv 4¦Valve Actuator, Non fail-safe, AC/DC 24 V, 2...10 V, modulating | 1014.00
B320-290-400+LRX24-MFT | Characterized Control Valve | Water | Characterized Control Valve (6-way CCV), 3/4", 6-way, Seq 1 Cv 2.9, Seq 2 Cv 4¦Configurable Valve Actuator, Non fail-safe, AC/DC 24 V, 2...10 V, MFT/programmable | 1086.00
B320-290-470+LRB24-SR | Characterized Control Valve | Water | Characterized Control Valve (6-way CCV), 3/4", 6-way, Seq 1 Cv 2.9, Seq 2 Cv 4.7¦Valve Actuator, Non fail-safe, AC/DC 24 V, 2...10 V, modulating | 1014.00
B320-290-470+LRX24-MFT | Characterized Control Valve | Water | Characterized Control Valve (6-way CCV), 3/4", 6-way, Seq 1 Cv 2.9, Seq 2 Cv 4.7¦Configurable Valve Actuator, Non fail-safe, AC/DC 24 V, 2...10 V, MFT/programmable | 1086.00
B320-400-290+LRB24-SR | Characterized Control Valve | Water | Characterized Control Valve (6-way CCV), 3/4", 6-way, Seq 1 Cv 4, Seq 2 Cv 2.9¦Valve Actuator, Non fail-safe, AC/DC 24 V, 2...10 V, modulating | 1014.00
B320-400-290+LRX24-MFT | Characterized Control Valve | Water | Characterized Control Valve (6-way CCV), 3/4", 6-way, Seq 1 Cv 4, Seq 2 Cv 2.9¦Configurable Valve Actuator, Non fail-safe, AC/DC 24 V, 2...10 V, MFT/programmable | 1086.00
B320-400-400+LRB24-SR | Characterized Control Valve | Water | Characterized Control Valve (6-way CCV), 3/4", 6-way, Seq 1 Cv 4, Seq 2 Cv 4¦Valve Actuator, Non fail-safe, AC/DC 24 V, 2...10 V, modulating | 1014.00
B320-400-400+LRX24-MFT | Characterized Control Valve | Water | Characterized Control Valve (6-way CCV), 3/4", 6-way, Seq 1 Cv 4, Seq 2 Cv 4¦Configurable Valve Actuator, Non fail-safe, AC/DC 24 V, 2...10 V, MFT/programmable | 1086.00
B320-400-470+LRB24-SR | Characterized Control Valve | Water | Characterized Control Valve (6-way CCV), 3/4", 6-way, Seq 1 Cv 4, Seq 2 Cv 4.7¦Valve Actuator, Non fail-safe, AC/DC 24 V, 2...10 V, modulating | 1014.00
B320-400-470+LRX24-MFT | Characterized Control Valve | Water | Characterized Control Valve (6-way CCV), 3/4", 6-way, Seq 1 Cv 4, Seq 2 Cv 4.7¦Configurable Valve Actuator, Non fail-safe, AC/DC 24 V, 2...10 V, MFT/programmable | 1086.00
B320-490-290+LRB24-SR | Characterized Control Valve | Water | Characterized Control Valve (6-way CCV), 3/4", 6-way, Seq 1 Cv 4, Seq 2 Cv 2.9¦Valve Actuator, Non fail-safe, AC/DC 24 V, 2...10 V, modulating | 1014.00
B320-490-290+LRX24-MFT | Characterized Control Valve | Water | Characterized Control Valve (6-way CCV), 3/4", 6-way, Seq 1 Cv 4, Seq 2 Cv 2.9¦Configurable Valve Actuator, Non fail-safe, AC/DC 24 V, 2...10 V, MFT/programmable | 1086.00
B320-490-400+LRB24-SR | Characterized Control Valve | Water | Characterized Control Valve (6-way CCV), 3/4", 6-way, Seq 1 Cv 4.9, Seq 2 Cv 4¦Valve Actuator, Non fail-safe, AC/DC 24 V, 2...10 V, modulating | 1014.00
B320-490-400+LRX24-MFT | Characterized Control Valve | Water | Characterized Control Valve (6-way CCV), 3/4", 6-way, Seq 1 Cv 4.9, Seq 2 Cv 4¦Configurable Valve Actuator, Non fail-safe, AC/DC 24 V, 2...10 V, MFT/programmable | 1086.00
B320-490-470+LRB24-SR | Characterized Control Valve | Water | Characterized Control Valve (6-way CCV), 3/4", 6-way, Seq 1 Cv 4.9, Seq 2 Cv 4.7¦Valve Actuator, Non fail-safe, AC/DC 24 V, 2...10 V, modulating | 1014.00
B320-490-470+LRX24-MFT | Characterized Control Valve | Water | Characterized Control Valve (6-way CCV), 3/4", 6-way, Seq 1 Cv 4.9, Seq 2 Cv 4.7¦Configurable Valve Actuator, Non fail-safe, AC/DC 24 V, 2...10 V, MFT/programmable | 1086.00
B320B | Characterized Control Valve | Water | Characterized Control Valve (CCV), 3/4", 3-way, Cv 14 | 205.00
B320B+LF120 US | Characterized Control Valve | Water | Characterized Control Valve (CCV), 3/4", 3-way, Cv 14 ¦Valve Actuator, Spring return, AC 120 V, On/Off | 722.00
B320B+LF120-S US | Characterized Control Valve | Water | Characterized Control Valve (CCV), 3/4", 3-way, Cv 14 ¦Valve Actuator, Spring return, AC 120 V, On/Off, 1 x SPDT | 791.00
B320B+LF24 US | Characterized Control Valve | Water | Characterized Control Valve (CCV), 3/4", 3-way, Cv 14 ¦Valve Actuator, Spring return, AC/DC 24 V, On/Off | 653.00
B320B+LF24-3 US | Characterized Control Valve | Water | Characterized Control Valve (CCV), 3/4", 3-way, Cv 14 ¦Valve Actuator, Spring return, AC/DC 24 V, On/Off, Floating point | 787.00
B320B+LF24-S US | Characterized Control Valve | Water | Characterized Control Valve (CCV), 3/4", 3-way, Cv 14 ¦Valve Actuator, Spring return, AC/DC 24 V, On/Off, 1 x SPDT | 723.00
B320B+LF24-SR US | Characterized Control Valve | Water | Characterized Control Valve (CCV), 3/4", 3-way, Cv 14 ¦Valve Actuator, Spring return, AC/DC 24 V, 2...10 V, modulating | 811.00
B320B+LF24-SR-S US | Characterized Control Valve | Water | Characterized Control Valve (CCV), 3/4", 3-way, Cv 14 ¦Valve Actuator, Spring return, AC/DC 24 V, 2...10 V, 1 x SPDT, modulating | 882.00
B320B+LRB120-3 | Characterized Control Valve | Water | Characterized Control Valve (CCV), 3/4", 3-way, Cv 14 ¦Valve Actuator, Non fail-safe, AC 100...240 V, On/Off, Floating point | 456.00
B320B+LRB24-3 | Characterized Control Valve | Water | Characterized Control Valve (CCV), 3/4", 3-way, Cv 14 ¦Valve Actuator, Non fail-safe, AC/DC 24 V, On/Off, Floating point | 413.00
B320B+LRB24-3-S | Characterized Control Valve | Water | Characterized Control Valve (CCV), 3/4", 3-way, Cv 14 ¦Valve Actuator, Non fail-safe, AC/DC 24 V, On/Off, Floating point, 1 x SPDT | 517.00
B320B+LRB24-3-T | Characterized Control Valve | Water | Characterized Control Valve (CCV), 3/4", 3-way, Cv 14 ¦Valve Actuator, Non fail-safe, AC/DC 24 V, On/Off, Floating point, terminals | 396.00
B320B+LRB24-SR | Characterized Control Valve | Water | Characterized Control Valve (CCV), 3/4", 3-way, Cv 14 ¦Valve Actuator, Non fail-safe, AC/DC 24 V, 2...10 V, modulating | 564.00
B320B+LRB24-SR-T | Characterized Control Valve | Water | Characterized Control Valve (CCV), 3/4", 3-way, Cv 14 ¦Valve Actuator, Non fail-safe, AC/DC 24 V, 2...10 V, terminals, modulating | 538.00
B320L+LF120 US | Ball Valve - VS | Water | Ball Valve (BV), 3/4", 3-way, Cv 12.8 ¦Valve Actuator, Spring return, AC 120 V, On/Off | 795.00
B320L+LF120-S US | Ball Valve - VS | Water | Ball Valve (BV), 3/4", 3-way, Cv 12.8 ¦Valve Actuator, Spring return, AC 120 V, On/Off, 1 x SPDT | 868.00
B320L+LF24 US | Ball Valve - VS | Water | Ball Valve (BV), 3/4", 3-way, Cv 12.8 ¦Valve Actuator, Spring return, AC/DC 24 V, On/Off | 699.00
B320L+LF24-3 US | Ball Valve - VS | Water | Ball Valve (BV), 3/4", 3-way, Cv 12.8 ¦Valve Actuator, Spring return, AC/DC 24 V, On/Off, Floating point | 895.00
B320L+LF24-MFT US | Ball Valve - VS | Water | Ball Valve (BV), 3/4", 3-way, Cv 12.8 ¦Configurable Valve Actuator, Spring return, AC/DC 24 V, 2...10 V, MFT/programmable | 1138.00
B320L+LF24-MFT-S US | Ball Valve - VS | Water | Ball Valve (BV), 3/4", 3-way, Cv 12.8 ¦Configurable Valve Actuator, Spring return, AC/DC 24 V, 2...10 V, 1 x SPDT, MFT/programmable | 1211.00
B320L+LF24-S US | Ball Valve - VS | Water | Ball Valve (BV), 3/4", 3-way, Cv 12.8 ¦Valve Actuator, Spring return, AC/DC 24 V, On/Off, 1 x SPDT | 771.00
B320L+LRB24-3 | Ball Valve - VS | Water | Ball Valve (BV), 3/4", 3-way, Cv 12.8 ¦Valve Actuator, Non fail-safe, AC/DC 24 V, On/Off, Floating point | 669.00
B320L+LRX24-3 | Ball Valve - VS | Water | Ball Valve (BV), 3/4", 3-way, Cv 12.8 ¦Configurable Valve Actuator, Non fail-safe, AC/DC 24 V, On/Off, Floating point | 669.00
B320L+LRX24-MFT | Ball Valve - VS | Water | Ball Valve (BV), 3/4", 3-way, Cv 12.8 ¦Configurable Valve Actuator, Non fail-safe, AC/DC 24 V, 2...10 V, MFT/programmable | 1010.00
B321 | Characterized Control Valve | Water | Characterized Control Valve (CCV), 3/4", 3-way, Cv 24 | 266.00
B321+LF120 US | Characterized Control Valve | Water | Characterized Control Valve (CCV), 3/4", 3-way, Cv 24 ¦Valve Actuator, Spring return, AC 120 V, On/Off | 728.00
B321+LF120-S US | Characterized Control Valve | Water | Characterized Control Valve (CCV), 3/4", 3-way, Cv 24 ¦Valve Actuator, Spring return, AC 120 V, On/Off, 1 x SPDT | 798.00
B321+LF24 US | Characterized Control Valve | Water | Characterized Control Valve (CCV), 3/4", 3-way, Cv 24 ¦Valve Actuator, Spring return, AC/DC 24 V, On/Off | 686.00
B321+LF24-3 US | Characterized Control Valve | Water | Characterized Control Valve (CCV), 3/4", 3-way, Cv 24 ¦Valve Actuator, Spring return, AC/DC 24 V, On/Off, Floating point | 820.00
B321+LF24-MFT US | Characterized Control Valve | Water | Characterized Control Valve (CCV), 3/4", 3-way, Cv 24 ¦Configurable Valve Actuator, Spring return, AC/DC 24 V, 2...10 V, MFT/programmable | 931.00
B321+LF24-MFT-S US | Characterized Control Valve | Water | Characterized Control Valve (CCV), 3/4", 3-way, Cv 24 ¦Configurable Valve Actuator, Spring return, AC/DC 24 V, 2...10 V, 1 x SPDT, MFT/programmable | 1001.00
B321+LF24-S US | Characterized Control Valve | Water | Characterized Control Valve (CCV), 3/4", 3-way, Cv 24 ¦Valve Actuator, Spring return, AC/DC 24 V, On/Off, 1 x SPDT | 756.00
B321+LF24-SR US | Characterized Control Valve | Water | Characterized Control Valve (CCV), 3/4", 3-way, Cv 24 ¦Valve Actuator, Spring return, AC/DC 24 V, 2...10 V, modulating | 853.00
B321+LF24-SR-S US | Characterized Control Valve | Water | Characterized Control Valve (CCV), 3/4", 3-way, Cv 24 ¦Valve Actuator, Spring return, AC/DC 24 V, 2...10 V, 1 x SPDT, modulating | 923.00
B321+LRB120-3 | Characterized Control Valve | Water | Characterized Control Valve (CCV), 3/4", 3-way, Cv 24 ¦Valve Actuator, Non fail-safe, AC 100...240 V, On/Off, Floating point | 556.00
B321+LRB24-3 | Characterized Control Valve | Water | Characterized Control Valve (CCV), 3/4", 3-way, Cv 24 ¦Valve Actuator, Non fail-safe, AC/DC 24 V, On/Off, Floating point | 514.00
B321+LRB24-3-S | Characterized Control Valve | Water | Characterized Control Valve (CCV), 3/4", 3-way, Cv 24 ¦Valve Actuator, Non fail-safe, AC/DC 24 V, On/Off, Floating point, 1 x SPDT | 616.00
B321+LRB24-3-T | Characterized Control Valve | Water | Characterized Control Valve (CCV), 3/4", 3-way, Cv 24 ¦Valve Actuator, Non fail-safe, AC/DC 24 V, On/Off, Floating point, terminals | 498.00
B321+LRB24-MFT | Characterized Control Valve | Water | Characterized Control Valve (CCV), 3/4", 3-way, Cv 24 ¦Valve Actuator, Non fail-safe, AC/DC 24 V, 2...10 V, MFT/programmable | 797.00
B321+LRB24-SR | Characterized Control Valve | Water | Characterized Control Valve (CCV), 3/4", 3-way, Cv 24 ¦Valve Actuator, Non fail-safe, AC/DC 24 V, 2...10 V, modulating | 653.00
B321+LRB24-SR-T | Characterized Control Valve | Water | Characterized Control Valve (CCV), 3/4", 3-way, Cv 24 ¦Valve Actuator, Non fail-safe, AC/DC 24 V, 2...10 V, terminals, modulating | 604.00
B321+LRCB24-3 | Characterized Control Valve | Water | Characterized Control Valve (CCV), 3/4", 3-way, Cv 24 ¦Valve Actuator, Non fail-safe, AC/DC 24 V, On/Off, Floating point | 546.00
B321+LRQX24-1 | Characterized Control Valve | Water | Characterized Control Valve (CCV), 3/4", 3-way, Cv 24 ¦Configurable Valve Actuator, Non fail-safe, AC/DC 24 V, On/Off | 890.00
B321+LRQX24-MFT | Characterized Control Valve | Water | Characterized Control Valve (CCV), 3/4", 3-way, Cv 24 ¦Configurable Valve Actuator, Non fail-safe, AC/DC 24 V, 2...10 V, MFT/programmable | 939.00
B321+LRX120-3 | Characterized Control Valve | Water | Characterized Control Valve (CCV), 3/4", 3-way, Cv 24 ¦Configurable Valve Actuator, Non fail-safe, AC 100...240 V, On/Off, Floating point | 556.00
B321+LRX120-SR | Characterized Control Valve | Water | Characterized Control Valve (CCV), 3/4", 3-way, Cv 24 ¦Configurable Valve Actuator, Non fail-safe, AC 100...240 V, 2...10 V, modulating | 658.00
B321+LRX24-3 | Characterized Control Valve | Water | Characterized Control Valve (CCV), 3/4", 3-way, Cv 24 ¦Configurable Valve Actuator, Non fail-safe, AC/DC 24 V, On/Off, Floating point | 514.00
B321+LRX24-3-S | Characterized Control Valve | Water | Characterized Control Valve (CCV), 3/4", 3-way, Cv 24 ¦Configurable Valve Actuator, Non fail-safe, AC/DC 24 V, On/Off, Floating point, 1 x SPDT | 616.00
B321+LRX24-3-T | Characterized Control Valve | Water | Characterized Control Valve (CCV), 3/4", 3-way, Cv 24 ¦Configurable Valve Actuator, Non fail-safe, AC/DC 24 V, On/Off, Floating point, terminals | 498.00
B321+LRX24-MFT | Characterized Control Valve | Water | Characterized Control Valve (CCV), 3/4", 3-way, Cv 24 ¦Configurable Valve Actuator, Non fail-safe, AC/DC 24 V, 2...10 V, MFT/programmable | 797.00
B321+LRX24-MFT95 | Characterized Control Valve | Water | Characterized Control Valve (CCV), 3/4", 3-way, Cv 24 ¦Configurable Valve Actuator, Non fail-safe, AC/DC 24 V, 0...135 Ω, MFT/programmable | 844.00
B321+LRX24-PC | Characterized Control Valve | Water | Characterized Control Valve (CCV), 3/4", 3-way, Cv 24 ¦Configurable Valve Actuator, Non fail-safe, AC/DC 24 V, 0...20 V PhC, modulating | 844.00
B321+LRX24-SR | Characterized Control Valve | Water | Characterized Control Valve (CCV), 3/4", 3-way, Cv 24 ¦Configurable Valve Actuator, Non fail-safe, AC/DC 24 V, 2...10 V, modulating | 653.00
B321+LRX24-SR-T | Characterized Control Valve | Water | Characterized Control Valve (CCV), 3/4", 3-way, Cv 24 ¦Configurable Valve Actuator, Non fail-safe, AC/DC 24 V, 2...10 V, terminals, modulating | 604.00
B321+NRX24-3-T N4 | Characterized Control Valve | Water | Characterized Control Valve (CCV), 3/4", 3-way, Cv 24 ¦Configurable Valve Actuator, Non fail-safe, AC/DC 24 V, On/Off, Floating point, NEMA 4X, terminals | 857.00
B321+NRX24-MFT-T N4 | Characterized Control Valve | Water | Characterized Control Valve (CCV), 3/4", 3-way, Cv 24 ¦Configurable Valve Actuator, Non fail-safe, AC/DC 24 V, 2...10 V, NEMA 4X, terminals | 1325.00
B321+NRX24-SR-T N4 | Characterized Control Valve | Water | Characterized Control Valve (CCV), 3/4", 3-way, Cv 24 ¦Configurable Valve Actuator, Non fail-safe, AC/DC 24 V, 2...10 V, NEMA 4X, terminals | 961.00
B321B | Characterized Control Valve | Water | Characterized Control Valve (CCV), 3/4", 3-way, Cv 24 | 208.00
B321B+LF120 US | Characterized Control Valve | Water | Characterized Control Valve (CCV), 3/4", 3-way, Cv 24 ¦Valve Actuator, Spring return, AC 120 V, On/Off | 726.00
B321B+LF120-S US | Characterized Control Valve | Water | Characterized Control Valve (CCV), 3/4", 3-way, Cv 24 ¦Valve Actuator, Spring return, AC 120 V, On/Off, 1 x SPDT | 796.00
B321B+LF24 US | Characterized Control Valve | Water | Characterized Control Valve (CCV), 3/4", 3-way, Cv 24 ¦Valve Actuator, Spring return, AC/DC 24 V, On/Off | 656.00
B321B+LF24-3 US | Characterized Control Valve | Water | Characterized Control Valve (CCV), 3/4", 3-way, Cv 24 ¦Valve Actuator, Spring return, AC/DC 24 V, On/Off, Floating point | 791.00
B321B+LF24-S US | Characterized Control Valve | Water | Characterized Control Valve (CCV), 3/4", 3-way, Cv 24 ¦Valve Actuator, Spring return, AC/DC 24 V, On/Off, 1 x SPDT | 726.00
B321B+LF24-SR US | Characterized Control Valve | Water | Characterized Control Valve (CCV), 3/4", 3-way, Cv 24 ¦Valve Actuator, Spring return, AC/DC 24 V, 2...10 V, modulating | 814.00
B321B+LF24-SR-S US | Characterized Control Valve | Water | Characterized Control Valve (CCV), 3/4", 3-way, Cv 24 ¦Valve Actuator, Spring return, AC/DC 24 V, 2...10 V, 1 x SPDT, modulating | 885.00
B321B+LRB120-3 | Characterized Control Valve | Water | Characterized Control Valve (CCV), 3/4", 3-way, Cv 24 ¦Valve Actuator, Non fail-safe, AC 100...240 V, On/Off, Floating point | 459.00
B321B+LRB24-3 | Characterized Control Valve | Water | Characterized Control Valve (CCV), 3/4", 3-way, Cv 24 ¦Valve Actuator, Non fail-safe, AC/DC 24 V, On/Off, Floating point | 417.00
B321B+LRB24-3-S | Characterized Control Valve | Water | Characterized Control Valve (CCV), 3/4", 3-way, Cv 24 ¦Valve Actuator, Non fail-safe, AC/DC 24 V, On/Off, Floating point, 1 x SPDT | 520.00
B321B+LRB24-3-T | Characterized Control Valve | Water | Characterized Control Valve (CCV), 3/4", 3-way, Cv 24 ¦Valve Actuator, Non fail-safe, AC/DC 24 V, On/Off, Floating point, terminals | 399.00
B321B+LRB24-SR | Characterized Control Valve | Water | Characterized Control Valve (CCV), 3/4", 3-way, Cv 24 ¦Valve Actuator, Non fail-safe, AC/DC 24 V, 2...10 V, modulating | 568.00
B321B+LRB24-SR-T | Characterized Control Valve | Water | Characterized Control Valve (CCV), 3/4", 3-way, Cv 24 ¦Valve Actuator, Non fail-safe, AC/DC 24 V, 2...10 V, terminals, modulating | 543.00
B322 | Characterized Control Valve | Water | Characterized Control Valve (CCV), 1", 3-way, Cv 7.4 | 266.00
B322+LF120 US | Characterized Control Valve | Water | Characterized Control Valve (CCV), 1", 3-way, Cv 7.4 ¦Valve Actuator, Spring return, AC 120 V, On/Off | 786.00
B322+LF120-S US | Characterized Control Valve | Water | Characterized Control Valve (CCV), 1", 3-way, Cv 7.4 ¦Valve Actuator, Spring return, AC 120 V, On/Off, 1 x SPDT | 855.00
B322+LF24 US | Characterized Control Valve | Water | Characterized Control Valve (CCV), 1", 3-way, Cv 7.4 ¦Valve Actuator, Spring return, AC/DC 24 V, On/Off | 701.00
B322+LF24-3 US | Characterized Control Valve | Water | Characterized Control Valve (CCV), 1", 3-way, Cv 7.4 ¦Valve Actuator, Spring return, AC/DC 24 V, On/Off, Floating point | 837.00
B322+LF24-MFT US | Characterized Control Valve | Water | Characterized Control Valve (CCV), 1", 3-way, Cv 7.4 ¦Configurable Valve Actuator, Spring return, AC/DC 24 V, 2...10 V, MFT/programmable | 949.00
B322+LF24-MFT-S US | Characterized Control Valve | Water | Characterized Control Valve (CCV), 1", 3-way, Cv 7.4 ¦Configurable Valve Actuator, Spring return, AC/DC 24 V, 2...10 V, 1 x SPDT, MFT/programmable | 1018.00
B322+LF24-S US | Characterized Control Valve | Water | Characterized Control Valve (CCV), 1", 3-way, Cv 7.4 ¦Valve Actuator, Spring return, AC/DC 24 V, On/Off, 1 x SPDT | 770.00
B322+LF24-SR US | Characterized Control Valve | Water | Characterized Control Valve (CCV), 1", 3-way, Cv 7.4 ¦Valve Actuator, Spring return, AC/DC 24 V, 2...10 V, modulating | 868.00
B322+LF24-SR-S US | Characterized Control Valve | Water | Characterized Control Valve (CCV), 1", 3-way, Cv 7.4 ¦Valve Actuator, Spring return, AC/DC 24 V, 2...10 V, 1 x SPDT, modulating | 937.00
B322+LRB120-3 | Characterized Control Valve | Water | Characterized Control Valve (CCV), 1", 3-way, Cv 7.4 ¦Valve Actuator, Non fail-safe, AC 100...240 V, On/Off, Floating point | 589.00
B322+LRB24-3 | Characterized Control Valve | Water | Characterized Control Valve (CCV), 1", 3-way, Cv 7.4 ¦Valve Actuator, Non fail-safe, AC/DC 24 V, On/Off, Floating point | 538.00
B322+LRB24-3-S | Characterized Control Valve | Water | Characterized Control Valve (CCV), 1", 3-way, Cv 7.4 ¦Valve Actuator, Non fail-safe, AC/DC 24 V, On/Off, Floating point, 1 x SPDT | 641.00
B322+LRB24-3-T | Characterized Control Valve | Water | Characterized Control Valve (CCV), 1", 3-way, Cv 7.4 ¦Valve Actuator, Non fail-safe, AC/DC 24 V, On/Off, Floating point, terminals | 523.00
B322+LRB24-MFT | Characterized Control Valve | Water | Characterized Control Valve (CCV), 1", 3-way, Cv 7.4 ¦Valve Actuator, Non fail-safe, AC/DC 24 V, 2...10 V, MFT/programmable | 821.00
B322+LRB24-SR | Characterized Control Valve | Water | Characterized Control Valve (CCV), 1", 3-way, Cv 7.4 ¦Valve Actuator, Non fail-safe, AC/DC 24 V, 2...10 V, modulating | 678.00
B322+LRB24-SR-T | Characterized Control Valve | Water | Characterized Control Valve (CCV), 1", 3-way, Cv 7.4 ¦Valve Actuator, Non fail-safe, AC/DC 24 V, 2...10 V, terminals, modulating | 673.00
B322+LRCB24-3 | Characterized Control Valve | Water | Characterized Control Valve (CCV), 1", 3-way, Cv 7.4 ¦Valve Actuator, Non fail-safe, AC/DC 24 V, On/Off, Floating point | 569.00
B322+LRQX24-1 | Characterized Control Valve | Water | Characterized Control Valve (CCV), 1", 3-way, Cv 7.4 ¦Configurable Valve Actuator, Non fail-safe, AC/DC 24 V, On/Off | 990.00
B322+LRQX24-MFT | Characterized Control Valve | Water | Characterized Control Valve (CCV), 1", 3-way, Cv 7.4 ¦Configurable Valve Actuator, Non fail-safe, AC/DC 24 V, 2...10 V, MFT/programmable | 1043.00
B322+LRX120-3 | Characterized Control Valve | Water | Characterized Control Valve (CCV), 1", 3-way, Cv 7.4 ¦Configurable Valve Actuator, Non fail-safe, AC 100...240 V, On/Off, Floating point | 589.00
B322+LRX120-SR | Characterized Control Valve | Water | Characterized Control Valve (CCV), 1", 3-way, Cv 7.4 ¦Configurable Valve Actuator, Non fail-safe, AC 100...240 V, 2...10 V, modulating | 733.00
B322+LRX24-3 | Characterized Control Valve | Water | Characterized Control Valve (CCV), 1", 3-way, Cv 7.4 ¦Configurable Valve Actuator, Non fail-safe, AC/DC 24 V, On/Off, Floating point | 538.00
B322+LRX24-3-S | Characterized Control Valve | Water | Characterized Control Valve (CCV), 1", 3-way, Cv 7.4 ¦Configurable Valve Actuator, Non fail-safe, AC/DC 24 V, On/Off, Floating point, 1 x SPDT | 641.00
B322+LRX24-3-T | Characterized Control Valve | Water | Characterized Control Valve (CCV), 1", 3-way, Cv 7.4 ¦Configurable Valve Actuator, Non fail-safe, AC/DC 24 V, On/Off, Floating point, terminals | 523.00
B322+LRX24-MFT | Characterized Control Valve | Water | Characterized Control Valve (CCV), 1", 3-way, Cv 7.4 ¦Configurable Valve Actuator, Non fail-safe, AC/DC 24 V, 2...10 V, MFT/programmable | 821.00
B322+LRX24-MFT95 | Characterized Control Valve | Water | Characterized Control Valve (CCV), 1", 3-way, Cv 7.4 ¦Configurable Valve Actuator, Non fail-safe, AC/DC 24 V, 0...135 Ω, MFT/programmable | 843.00
B322+LRX24-SR | Characterized Control Valve | Water | Characterized Control Valve (CCV), 1", 3-way, Cv 7.4 ¦Configurable Valve Actuator, Non fail-safe, AC/DC 24 V, 2...10 V, modulating | 678.00
B322+LRX24-SR-T | Characterized Control Valve | Water | Characterized Control Valve (CCV), 1", 3-way, Cv 7.4 ¦Configurable Valve Actuator, Non fail-safe, AC/DC 24 V, 2...10 V, terminals, modulating | 673.00
B322+NRX24-3-T N4 | Characterized Control Valve | Water | Characterized Control Valve (CCV), 1", 3-way, Cv 7.4 ¦Configurable Valve Actuator, Non fail-safe, AC/DC 24 V, On/Off, Floating point, NEMA 4X, terminals | 875.00
B322+NRX24-MFT-T N4 | Characterized Control Valve | Water | Characterized Control Valve (CCV), 1", 3-way, Cv 7.4 ¦Configurable Valve Actuator, Non fail-safe, AC/DC 24 V, 2...10 V, NEMA 4X, terminals | 1197.00
B322+NRX24-SR-T N4 | Characterized Control Valve | Water | Characterized Control Valve (CCV), 1", 3-way, Cv 7.4 ¦Configurable Valve Actuator, Non fail-safe, AC/DC 24 V, 2...10 V, NEMA 4X, terminals | 1027.00
B323 | Characterized Control Valve | Water | Characterized Control Valve (CCV), 1", 3-way, Cv 10 | 269.00
B323+LF120 US | Characterized Control Valve | Water | Characterized Control Valve (CCV), 1", 3-way, Cv 10 ¦Valve Actuator, Spring return, AC 120 V, On/Off | 793.00
B323+LF120-S US | Characterized Control Valve | Water | Characterized Control Valve (CCV), 1", 3-way, Cv 10 ¦Valve Actuator, Spring return, AC 120 V, On/Off, 1 x SPDT | 861.00
B323+LF24 US | Characterized Control Valve | Water | Characterized Control Valve (CCV), 1", 3-way, Cv 10 ¦Valve Actuator, Spring return, AC/DC 24 V, On/Off | 710.00
B323+LF24-3 US | Characterized Control Valve | Water | Characterized Control Valve (CCV), 1", 3-way, Cv 10 ¦Valve Actuator, Spring return, AC/DC 24 V, On/Off, Floating point | 845.00
B323+LF24-MFT US | Characterized Control Valve | Water | Characterized Control Valve (CCV), 1", 3-way, Cv 10 ¦Configurable Valve Actuator, Spring return, AC/DC 24 V, 2...10 V, MFT/programmable | 957.00
B323+LF24-MFT-S US | Characterized Control Valve | Water | Characterized Control Valve (CCV), 1", 3-way, Cv 10 ¦Configurable Valve Actuator, Spring return, AC/DC 24 V, 2...10 V, 1 x SPDT, MFT/programmable | 1026.00
B323+LF24-S US | Characterized Control Valve | Water | Characterized Control Valve (CCV), 1", 3-way, Cv 10 ¦Valve Actuator, Spring return, AC/DC 24 V, On/Off, 1 x SPDT | 778.00
B323+LF24-SR US | Characterized Control Valve | Water | Characterized Control Valve (CCV), 1", 3-way, Cv 10 ¦Valve Actuator, Spring return, AC/DC 24 V, 2...10 V, modulating | 878.00
B323+LF24-SR-S US | Characterized Control Valve | Water | Characterized Control Valve (CCV), 1", 3-way, Cv 10 ¦Valve Actuator, Spring return, AC/DC 24 V, 2...10 V, 1 x SPDT, modulating | 947.00
B323+LRB120-3 | Characterized Control Valve | Water | Characterized Control Valve (CCV), 1", 3-way, Cv 10 ¦Valve Actuator, Non fail-safe, AC 100...240 V, On/Off, Floating point | 592.00
B323+LRB24-3 | Characterized Control Valve | Water | Characterized Control Valve (CCV), 1", 3-way, Cv 10 ¦Valve Actuator, Non fail-safe, AC/DC 24 V, On/Off, Floating point | 540.00
B323+LRB24-3-S | Characterized Control Valve | Water | Characterized Control Valve (CCV), 1", 3-way, Cv 10 ¦Valve Actuator, Non fail-safe, AC/DC 24 V, On/Off, Floating point, 1 x SPDT | 643.00
B323+LRB24-3-T | Characterized Control Valve | Water | Characterized Control Valve (CCV), 1", 3-way, Cv 10 ¦Valve Actuator, Non fail-safe, AC/DC 24 V, On/Off, Floating point, terminals | 525.00
B323+LRB24-MFT | Characterized Control Valve | Water | Characterized Control Valve (CCV), 1", 3-way, Cv 10 ¦Valve Actuator, Non fail-safe, AC/DC 24 V, 2...10 V, MFT/programmable | 824.00
B323+LRB24-SR | Characterized Control Valve | Water | Characterized Control Valve (CCV), 1", 3-way, Cv 10 ¦Valve Actuator, Non fail-safe, AC/DC 24 V, 2...10 V, modulating | 680.00
B323+LRB24-SR-T | Characterized Control Valve | Water | Characterized Control Valve (CCV), 1", 3-way, Cv 10 ¦Valve Actuator, Non fail-safe, AC/DC 24 V, 2...10 V, terminals, modulating | 676.00
B323+LRCB24-3 | Characterized Control Valve | Water | Characterized Control Valve (CCV), 1", 3-way, Cv 10 ¦Valve Actuator, Non fail-safe, AC/DC 24 V, On/Off, Floating point | 572.00
B323+LRQX24-1 | Characterized Control Valve | Water | Characterized Control Valve (CCV), 1", 3-way, Cv 10 ¦Configurable Valve Actuator, Non fail-safe, AC/DC 24 V, On/Off | 994.00
B323+LRQX24-MFT | Characterized Control Valve | Water | Characterized Control Valve (CCV), 1", 3-way, Cv 10 ¦Configurable Valve Actuator, Non fail-safe, AC/DC 24 V, 2...10 V, MFT/programmable | 1046.00
B323+LRX120-3 | Characterized Control Valve | Water | Characterized Control Valve (CCV), 1", 3-way, Cv 10 ¦Configurable Valve Actuator, Non fail-safe, AC 100...240 V, On/Off, Floating point | 592.00
B323+LRX120-SR | Characterized Control Valve | Water | Characterized Control Valve (CCV), 1", 3-way, Cv 10 ¦Configurable Valve Actuator, Non fail-safe, AC 100...240 V, 2...10 V, modulating | 735.00
B323+LRX24-3 | Characterized Control Valve | Water | Characterized Control Valve (CCV), 1", 3-way, Cv 10 ¦Configurable Valve Actuator, Non fail-safe, AC/DC 24 V, On/Off, Floating point | 540.00
B323+LRX24-3-S | Characterized Control Valve | Water | Characterized Control Valve (CCV), 1", 3-way, Cv 10 ¦Configurable Valve Actuator, Non fail-safe, AC/DC 24 V, On/Off, Floating point, 1 x SPDT | 643.00
B323+LRX24-3-T | Characterized Control Valve | Water | Characterized Control Valve (CCV), 1", 3-way, Cv 10 ¦Configurable Valve Actuator, Non fail-safe, AC/DC 24 V, On/Off, Floating point, terminals | 525.00
B323+LRX24-MFT | Characterized Control Valve | Water | Characterized Control Valve (CCV), 1", 3-way, Cv 10 ¦Configurable Valve Actuator, Non fail-safe, AC/DC 24 V, 2...10 V, MFT/programmable | 824.00
B323+LRX24-MFT95 | Characterized Control Valve | Water | Characterized Control Valve (CCV), 1", 3-way, Cv 10 ¦Configurable Valve Actuator, Non fail-safe, AC/DC 24 V, 0...135 Ω, MFT/programmable | 980.00
B323+LRX24-PC | Characterized Control Valve | Water | Characterized Control Valve (CCV), 1", 3-way, Cv 10 ¦Configurable Valve Actuator, Non fail-safe, AC/DC 24 V, 0...20 V PhC, modulating | 980.00
B323+LRX24-SR | Characterized Control Valve | Water | Characterized Control Valve (CCV), 1", 3-way, Cv 10 ¦Configurable Valve Actuator, Non fail-safe, AC/DC 24 V, 2...10 V, modulating | 680.00
B323+LRX24-SR-T | Characterized Control Valve | Water | Characterized Control Valve (CCV), 1", 3-way, Cv 10 ¦Configurable Valve Actuator, Non fail-safe, AC/DC 24 V, 2...10 V, terminals, modulating | 676.00
B323+NRX24-3-T N4 | Characterized Control Valve | Water | Characterized Control Valve (CCV), 1", 3-way, Cv 10 ¦Configurable Valve Actuator, Non fail-safe, AC/DC 24 V, On/Off, Floating point, NEMA 4X, terminals | 877.00
B323+NRX24-MFT-T N4 | Characterized Control Valve | Water | Characterized Control Valve (CCV), 1", 3-way, Cv 10 ¦Configurable Valve Actuator, Non fail-safe, AC/DC 24 V, 2...10 V, NEMA 4X, terminals | 1199.00
B323+NRX24-SR-T N4 | Characterized Control Valve | Water | Characterized Control Valve (CCV), 1", 3-way, Cv 10 ¦Configurable Valve Actuator, Non fail-safe, AC/DC 24 V, 2...10 V, NEMA 4X, terminals | 1029.00
B325 | Characterized Control Valve | Water | Characterized Control Valve (CCV), 1", 3-way, Cv 30 | 271.00
B325+LF120 US | Characterized Control Valve | Water | Characterized Control Valve (CCV), 1", 3-way, Cv 30 ¦Valve Actuator, Spring return, AC 120 V, On/Off | 798.00
B325+LF120-S US | Characterized Control Valve | Water | Characterized Control Valve (CCV), 1", 3-way, Cv 30 ¦Valve Actuator, Spring return, AC 120 V, On/Off, 1 x SPDT | 824.00
B325+LF24 US | Characterized Control Valve | Water | Characterized Control Valve (CCV), 1", 3-way, Cv 30 ¦Valve Actuator, Spring return, AC/DC 24 V, On/Off | 717.00
B325+LF24-3 US | Characterized Control Valve | Water | Characterized Control Valve (CCV), 1", 3-way, Cv 30 ¦Valve Actuator, Spring return, AC/DC 24 V, On/Off, Floating point | 852.00
B325+LF24-MFT US | Characterized Control Valve | Water | Characterized Control Valve (CCV), 1", 3-way, Cv 30 ¦Configurable Valve Actuator, Spring return, AC/DC 24 V, 2...10 V, MFT/programmable | 962.00
B325+LF24-MFT-S US | Characterized Control Valve | Water | Characterized Control Valve (CCV), 1", 3-way, Cv 30 ¦Configurable Valve Actuator, Spring return, AC/DC 24 V, 2...10 V, 1 x SPDT, MFT/programmable | 1032.00
B325+LF24-S US | Characterized Control Valve | Water | Characterized Control Valve (CCV), 1", 3-way, Cv 30 ¦Valve Actuator, Spring return, AC/DC 24 V, On/Off, 1 x SPDT | 786.00
B325+LF24-SR US | Characterized Control Valve | Water | Characterized Control Valve (CCV), 1", 3-way, Cv 30 ¦Valve Actuator, Spring return, AC/DC 24 V, 2...10 V, modulating | 884.00
B325+LF24-SR-S US | Characterized Control Valve | Water | Characterized Control Valve (CCV), 1", 3-way, Cv 30 ¦Valve Actuator, Spring return, AC/DC 24 V, 2...10 V, 1 x SPDT, modulating | 954.00
B325+LRB120-3 | Characterized Control Valve | Water | Characterized Control Valve (CCV), 1", 3-way, Cv 30 ¦Valve Actuator, Non fail-safe, AC 100...240 V, On/Off, Floating point | 594.00
B325+LRB24-3 | Characterized Control Valve | Water | Characterized Control Valve (CCV), 1", 3-way, Cv 30 ¦Valve Actuator, Non fail-safe, AC/DC 24 V, On/Off, Floating point | 546.00
B325+LRB24-3-S | Characterized Control Valve | Water | Characterized Control Valve (CCV), 1", 3-way, Cv 30 ¦Valve Actuator, Non fail-safe, AC/DC 24 V, On/Off, Floating point, 1 x SPDT | 647.00
B325+LRB24-3-T | Characterized Control Valve | Water | Characterized Control Valve (CCV), 1", 3-way, Cv 30 ¦Valve Actuator, Non fail-safe, AC/DC 24 V, On/Off, Floating point, terminals | 527.00
B325+LRB24-MFT | Characterized Control Valve | Water | Characterized Control Valve (CCV), 1", 3-way, Cv 30 ¦Valve Actuator, Non fail-safe, AC/DC 24 V, 2...10 V, MFT/programmable | 828.00
B325+LRB24-SR | Characterized Control Valve | Water | Characterized Control Valve (CCV), 1", 3-way, Cv 30 ¦Valve Actuator, Non fail-safe, AC/DC 24 V, 2...10 V, modulating | 685.00
B325+LRB24-SR-T | Characterized Control Valve | Water | Characterized Control Valve (CCV), 1", 3-way, Cv 30 ¦Valve Actuator, Non fail-safe, AC/DC 24 V, 2...10 V, terminals, modulating | 680.00
B325+LRCB24-3 | Characterized Control Valve | Water | Characterized Control Valve (CCV), 1", 3-way, Cv 30 ¦Valve Actuator, Non fail-safe, AC/DC 24 V, On/Off, Floating point | 576.00
B325+LRQX24-1 | Characterized Control Valve | Water | Characterized Control Valve (CCV), 1", 3-way, Cv 30 ¦Configurable Valve Actuator, Non fail-safe, AC/DC 24 V, On/Off | 998.00
B325+LRQX24-MFT | Characterized Control Valve | Water | Characterized Control Valve (CCV), 1", 3-way, Cv 30 ¦Configurable Valve Actuator, Non fail-safe, AC/DC 24 V, 2...10 V, MFT/programmable | 1051.00
B325+LRX120-3 | Characterized Control Valve | Water | Characterized Control Valve (CCV), 1", 3-way, Cv 30 ¦Configurable Valve Actuator, Non fail-safe, AC 100...240 V, On/Off, Floating point | 594.00
B325+LRX120-SR | Characterized Control Valve | Water | Characterized Control Valve (CCV), 1", 3-way, Cv 30 ¦Configurable Valve Actuator, Non fail-safe, AC 100...240 V, 2...10 V, modulating | 742.00
B325+LRX24-3 | Characterized Control Valve | Water | Characterized Control Valve (CCV), 1", 3-way, Cv 30 ¦Configurable Valve Actuator, Non fail-safe, AC/DC 24 V, On/Off, Floating point | 546.00
B325+LRX24-3-S | Characterized Control Valve | Water | Characterized Control Valve (CCV), 1", 3-way, Cv 30 ¦Configurable Valve Actuator, Non fail-safe, AC/DC 24 V, On/Off, Floating point, 1 x SPDT | 647.00
B325+LRX24-3-T | Characterized Control Valve | Water | Characterized Control Valve (CCV), 1", 3-way, Cv 30 ¦Configurable Valve Actuator, Non fail-safe, AC/DC 24 V, On/Off, Floating point, terminals | 527.00
B325+LRX24-MFT | Characterized Control Valve | Water | Characterized Control Valve (CCV), 1", 3-way, Cv 30 ¦Configurable Valve Actuator, Non fail-safe, AC/DC 24 V, 2...10 V, MFT/programmable | 828.00
B325+LRX24-MFT95 | Characterized Control Valve | Water | Characterized Control Valve (CCV), 1", 3-way, Cv 30 ¦Configurable Valve Actuator, Non fail-safe, AC/DC 24 V, 0...135 Ω, MFT/programmable | 990.00
B325+LRX24-PC | Characterized Control Valve | Water | Characterized Control Valve (CCV), 1", 3-way, Cv 30 ¦Configurable Valve Actuator, Non fail-safe, AC/DC 24 V, 0...20 V PhC, modulating | 990.00
B325+LRX24-SR | Characterized Control Valve | Water | Characterized Control Valve (CCV), 1", 3-way, Cv 30 ¦Configurable Valve Actuator, Non fail-safe, AC/DC 24 V, 2...10 V, modulating | 685.00
B325+LRX24-SR-T | Characterized Control Valve | Water | Characterized Control Valve (CCV), 1", 3-way, Cv 30 ¦Configurable Valve Actuator, Non fail-safe, AC/DC 24 V, 2...10 V, terminals, modulating | 680.00
B325+NRX24-3-T N4 | Characterized Control Valve | Water | Characterized Control Valve (CCV), 1", 3-way, Cv 30 ¦Configurable Valve Actuator, Non fail-safe, AC/DC 24 V, On/Off, Floating point, NEMA 4X, terminals | 887.00
B325+NRX24-MFT-T N4 | Characterized Control Valve | Water | Characterized Control Valve (CCV), 1", 3-way, Cv 30 ¦Configurable Valve Actuator, Non fail-safe, AC/DC 24 V, 2...10 V, NEMA 4X, terminals | 1209.00
B325+NRX24-SR-T N4 | Characterized Control Valve | Water | Characterized Control Valve (CCV), 1", 3-way, Cv 30 ¦Configurable Valve Actuator, Non fail-safe, AC/DC 24 V, 2...10 V, NEMA 4X, terminals | 1040.00
B325-740-700+NRB24-SR | Characterized Control Valve | Water | Characterized Control Valve (6-way CCV), 1", 6-way, Seq 1 Cv 7.4, Seq 2 Cv 7¦Valve Actuator, Non fail-safe, AC/DC 24 V, 2...10 V, modulating | 1193.00
B325-740-700+NRX24-MFT | Characterized Control Valve | Water | Characterized Control Valve (6-way CCV), 1", 6-way, Seq 1 Cv 7.4, Seq 2 Cv 7¦Configurable Valve Actuator, Non fail-safe, AC/DC 24 V, 2...10 V, MFT/programmable | 1265.00
B325L+LF120 US | Ball Valve - VS | Water | Ball Valve (BV), 1", 3-way, Cv 11 ¦Valve Actuator, Spring return, AC 120 V, On/Off | 895.00
B325L+LF120-S US | Ball Valve - VS | Water | Ball Valve (BV), 1", 3-way, Cv 11 ¦Valve Actuator, Spring return, AC 120 V, On/Off, 1 x SPDT | 967.00
B325L+LF24 US | Ball Valve - VS | Water | Ball Valve (BV), 1", 3-way, Cv 11 ¦Valve Actuator, Spring return, AC/DC 24 V, On/Off | 794.00
B325L+LF24-3 US | Ball Valve - VS | Water | Ball Valve (BV), 1", 3-way, Cv 11 ¦Valve Actuator, Spring return, AC/DC 24 V, On/Off, Floating point | 996.00
B325L+LF24-MFT US | Ball Valve - VS | Water | Ball Valve (BV), 1", 3-way, Cv 11 ¦Configurable Valve Actuator, Spring return, AC/DC 24 V, 2...10 V, MFT/programmable | 1239.00
B325L+LF24-MFT-S US | Ball Valve - VS | Water | Ball Valve (BV), 1", 3-way, Cv 11 ¦Configurable Valve Actuator, Spring return, AC/DC 24 V, 2...10 V, 1 x SPDT, MFT/programmable | 1311.00
B325L+LF24-S US | Ball Valve - VS | Water | Ball Valve (BV), 1", 3-way, Cv 11 ¦Valve Actuator, Spring return, AC/DC 24 V, On/Off, 1 x SPDT | 867.00
B325L+LRB24-3 | Ball Valve - VS | Water | Ball Valve (BV), 1", 3-way, Cv 11 ¦Valve Actuator, Non fail-safe, AC/DC 24 V, On/Off, Floating point | 773.00
B325L+LRX24-3 | Ball Valve - VS | Water | Ball Valve (BV), 1", 3-way, Cv 11 ¦Configurable Valve Actuator, Non fail-safe, AC/DC 24 V, On/Off, Floating point | 773.00
B325L+LRX24-MFT | Ball Valve - VS | Water | Ball Valve (BV), 1", 3-way, Cv 11 ¦Configurable Valve Actuator, Non fail-safe, AC/DC 24 V, 2...10 V, MFT/programmable | 1114.00
B329 | Characterized Control Valve | Water | Characterized Control Valve (CCV), 1 1/4", 3-way, Cv 10 | 346.00
B329+AFRB24 | Characterized Control Valve | Water | Characterized Control Valve (CCV), 1 1/4", 3-way, Cv 10 ¦Valve Actuator, Spring return, AC/DC 24 V, On/Off | 838.00
B329+AFRB24-S | Characterized Control Valve | Water | Characterized Control Valve (CCV), 1 1/4", 3-way, Cv 10 ¦Valve Actuator, Spring return, AC/DC 24 V, On/Off, 2 x SPDT | 950.00
B329+AFRB24-SR | Characterized Control Valve | Water | Characterized Control Valve (CCV), 1 1/4", 3-way, Cv 10 ¦Valve Actuator, Spring return, AC/DC 24 V, 2...10 V, modulating | 1006.00
B329+AFRBUP | Characterized Control Valve | Water | Characterized Control Valve (CCV), 1 1/4", 3-way, Cv 10 ¦Valve Actuator, Spring return, AC 24...240 V / DC 24...125 V, On/Off | 913.00
B329+AFRBUP-S | Characterized Control Valve | Water | Characterized Control Valve (CCV), 1 1/4", 3-way, Cv 10 ¦Valve Actuator, Spring return, AC 24...240 V / DC 24...125 V, On/Off, 2 x SPDT | 1024.00
B329+AFRX24 | Characterized Control Valve | Water | Characterized Control Valve (CCV), 1 1/4", 3-way, Cv 10 ¦Configurable Valve Actuator, Spring return, AC/DC 24 V, On/Off | 838.00
B329+AFRX24 N4 | Characterized Control Valve | Water | Characterized Control Valve (CCV), 1 1/4", 3-way, Cv 10 ¦Valve Actuator, Spring return, AC/DC 24 V, On/Off, NEMA 4X | 1647.00
B329+AFRX24-MFT | Characterized Control Valve | Water | Characterized Control Valve (CCV), 1 1/4", 3-way, Cv 10 ¦Configurable Valve Actuator, Spring return, AC/DC 24 V, 2...10 V, MFT/programmable | 1049.00
B329+AFRX24-MFT N4 | Characterized Control Valve | Water | Characterized Control Valve (CCV), 1 1/4", 3-way, Cv 10 ¦Valve Actuator, Spring return, AC/DC 24 V, MFT/programmable, NEMA 4X | 1906.00
B329+AFRX24-MFT95 | Characterized Control Valve | Water | Characterized Control Valve (CCV), 1 1/4", 3-way, Cv 10 ¦Configurable Valve Actuator, Spring return, AC/DC 24 V, 0...135 Ω, MFT/programmable | 1063.00
B329+AFRX24-MFT-S | Characterized Control Valve | Water | Characterized Control Valve (CCV), 1 1/4", 3-way, Cv 10 ¦Configurable Valve Actuator, Spring return, AC/DC 24 V, 2...10 V, 2 x SPDT, MFT/programmable | 1160.00
B329+AFRX24-S | Characterized Control Valve | Water | Characterized Control Valve (CCV), 1 1/4", 3-way, Cv 10 ¦Configurable Valve Actuator, Spring return, AC/DC 24 V, On/Off, 2 x SPDT | 950.00
B329+AFRXUP | Characterized Control Valve | Water | Characterized Control Valve (CCV), 1 1/4", 3-way, Cv 10 ¦Configurable Valve Actuator, Spring return, AC 24...240 V / DC 24...125 V, On/Off | 913.00
B329+AFRXUP N4 | Characterized Control Valve | Water | Characterized Control Valve (CCV), 1 1/4", 3-way, Cv 10 ¦Valve Actuator, Spring return, AC 24...240 V / DC 24...125 V, On/Off, NEMA 4X | 1710.00
B329+AFRXUP-S | Characterized Control Valve | Water | Characterized Control Valve (CCV), 1 1/4", 3-way, Cv 10 ¦Configurable Valve Actuator, Spring return, AC 24...240 V / DC 24...125 V, On/Off, 2 x SPDT | 1024.00
B329+ARB24-3 | Characterized Control Valve | Water | Characterized Control Valve (CCV), 1 1/4", 3-way, Cv 10 ¦Valve Actuator, Non fail-safe, AC/DC 24 V, On/Off, Floating point | 629.00
B329+ARB24-3-S | Characterized Control Valve | Water | Characterized Control Valve (CCV), 1 1/4", 3-way, Cv 10 ¦Valve Actuator, Non fail-safe, AC/DC 24 V, On/Off, Floating point, 1 x SPDT | 758.00
B329+ARB24-SR | Characterized Control Valve | Water | Characterized Control Valve (CCV), 1 1/4", 3-way, Cv 10 ¦Valve Actuator, Non fail-safe, AC/DC 24 V, 2...10 V, modulating | 744.00
B329+ARB24-SR-T | Characterized Control Valve | Water | Characterized Control Valve (CCV), 1 1/4", 3-way, Cv 10 ¦Valve Actuator, Non fail-safe, AC/DC 24 V, 2...10 V, terminals, modulating | 719.00
B329+ARQX24-MFT | Characterized Control Valve | Water | Characterized Control Valve (CCV), 1 1/4", 3-way, Cv 10 ¦Configurable Valve Actuator, Non fail-safe, AC/DC 24 V, 2...10 V, MFT/programmable | 1065.00
B329+ARX120-3 | Characterized Control Valve | Water | Characterized Control Valve (CCV), 1 1/4", 3-way, Cv 10 ¦Configurable Valve Actuator, Non fail-safe, AC 100...240 V, On/Off, Floating point | 689.00
B329+ARX120-SR | Characterized Control Valve | Water | Characterized Control Valve (CCV), 1 1/4", 3-way, Cv 10 ¦Configurable Valve Actuator, Non fail-safe, AC 100...240 V, 2...10 V, modulating | 776.00
B329+ARX24-3 | Characterized Control Valve | Water | Characterized Control Valve (CCV), 1 1/4", 3-way, Cv 10 ¦Configurable Valve Actuator, Non fail-safe, AC/DC 24 V, On/Off, Floating point | 629.00
B329+ARX24-3-S | Characterized Control Valve | Water | Characterized Control Valve (CCV), 1 1/4", 3-way, Cv 10 ¦Configurable Valve Actuator, Non fail-safe, AC/DC 24 V, On/Off, Floating point, 1 x SPDT | 758.00
B329+ARX24-3-T | Characterized Control Valve | Water | Characterized Control Valve (CCV), 1 1/4", 3-way, Cv 10 ¦Valve Actuator, Non fail-safe, AC/DC 24 V, On/Off, Floating point, terminals | 687.00
B329+ARX24-3-T N4 | Characterized Control Valve | Water | Characterized Control Valve (CCV), 1 1/4", 3-way, Cv 10 ¦Configurable Valve Actuator, Non fail-safe, AC/DC 24 V, On/Off, Floating point, NEMA 4X, terminals | 994.00
B329+ARX24-MFT | Characterized Control Valve | Water | Characterized Control Valve (CCV), 1 1/4", 3-way, Cv 10 ¦Configurable Valve Actuator, Non fail-safe, AC/DC 24 V, 2...10 V, MFT/programmable | 864.00
B329+ARX24-MFT95 | Characterized Control Valve | Water | Characterized Control Valve (CCV), 1 1/4", 3-way, Cv 10 ¦Configurable Valve Actuator, Non fail-safe, AC/DC 24 V, 0...135 Ω, MFT/programmable | 998.00
B329+ARX24-MFT-T N4 | Characterized Control Valve | Water | Characterized Control Valve (CCV), 1 1/4", 3-way, Cv 10 ¦Configurable Valve Actuator, Non fail-safe, AC/DC 24 V, 2...10 V, NEMA 4X, terminals | 1232.00
B329+ARX24-SR | Characterized Control Valve | Water | Characterized Control Valve (CCV), 1 1/4", 3-way, Cv 10 ¦Configurable Valve Actuator, Non fail-safe, AC/DC 24 V, 2...10 V, modulating | 744.00
B329+ARX24-SR-T | Characterized Control Valve | Water | Characterized Control Valve (CCV), 1 1/4", 3-way, Cv 10 ¦Configurable Valve Actuator, Non fail-safe, AC/DC 24 V, 2...10 V, terminals, modulating | 719.00
B329+ARX24-SR-T N4 | Characterized Control Valve | Water | Characterized Control Valve (CCV), 1 1/4", 3-way, Cv 10 ¦Configurable Valve Actuator, Non fail-safe, AC/DC 24 V, 2...10 V, NEMA 4X, terminals | 1096.00
B330 | Characterized Control Valve | Water | Characterized Control Valve (CCV), 1 1/4", 3-way, Cv 19 | 346.00
B330+AFRB24 | Characterized Control Valve | Water | Characterized Control Valve (CCV), 1 1/4", 3-way, Cv 19 ¦Valve Actuator, Spring return, AC/DC 24 V, On/Off | 845.00
B330+AFRB24-S | Characterized Control Valve | Water | Characterized Control Valve (CCV), 1 1/4", 3-way, Cv 19 ¦Valve Actuator, Spring return, AC/DC 24 V, On/Off, 2 x SPDT | 957.00
B330+AFRB24-SR | Characterized Control Valve | Water | Characterized Control Valve (CCV), 1 1/4", 3-way, Cv 19 ¦Valve Actuator, Spring return, AC/DC 24 V, 2...10 V, modulating | 1023.00
B330+AFRBUP | Characterized Control Valve | Water | Characterized Control Valve (CCV), 1 1/4", 3-way, Cv 19 ¦Valve Actuator, Spring return, AC 24...240 V / DC 24...125 V, On/Off | 918.00
B330+AFRBUP-S | Characterized Control Valve | Water | Characterized Control Valve (CCV), 1 1/4", 3-way, Cv 19 ¦Valve Actuator, Spring return, AC 24...240 V / DC 24...125 V, On/Off, 2 x SPDT | 1028.00
B330+AFRX24 | Characterized Control Valve | Water | Characterized Control Valve (CCV), 1 1/4", 3-way, Cv 19 ¦Configurable Valve Actuator, Spring return, AC/DC 24 V, On/Off | 845.00
B330+AFRX24 N4 | Characterized Control Valve | Water | Characterized Control Valve (CCV), 1 1/4", 3-way, Cv 19 ¦Valve Actuator, Spring return, AC/DC 24 V, On/Off, NEMA 4X | 1654.00
B330+AFRX24-MFT | Characterized Control Valve | Water | Characterized Control Valve (CCV), 1 1/4", 3-way, Cv 19 ¦Configurable Valve Actuator, Spring return, AC/DC 24 V, 2...10 V, MFT/programmable | 1063.00
B330+AFRX24-MFT N4 | Characterized Control Valve | Water | Characterized Control Valve (CCV), 1 1/4", 3-way, Cv 19 ¦Valve Actuator, Spring return, AC/DC 24 V, MFT/programmable, NEMA 4X | 1916.00
B330+AFRX24-MFT95 | Characterized Control Valve | Water | Characterized Control Valve (CCV), 1 1/4", 3-way, Cv 19 ¦Configurable Valve Actuator, Spring return, AC/DC 24 V, 0...135 Ω, MFT/programmable | 1067.00
B330+AFRX24-MFT-S | Characterized Control Valve | Water | Characterized Control Valve (CCV), 1 1/4", 3-way, Cv 19 ¦Configurable Valve Actuator, Spring return, AC/DC 24 V, 2...10 V, 2 x SPDT, MFT/programmable | 1173.00
B330+AFRX24-S | Characterized Control Valve | Water | Characterized Control Valve (CCV), 1 1/4", 3-way, Cv 19 ¦Configurable Valve Actuator, Spring return, AC/DC 24 V, On/Off, 2 x SPDT | 957.00
B330+AFRXUP | Characterized Control Valve | Water | Characterized Control Valve (CCV), 1 1/4", 3-way, Cv 19 ¦Configurable Valve Actuator, Spring return, AC 24...240 V / DC 24...125 V, On/Off | 918.00
B330+AFRXUP N4 | Characterized Control Valve | Water | Characterized Control Valve (CCV), 1 1/4", 3-way, Cv 19 ¦Valve Actuator, Spring return, AC 24...240 V / DC 24...125 V, On/Off, NEMA 4X | 1715.00
B330+AFRXUP-S | Characterized Control Valve | Water | Characterized Control Valve (CCV), 1 1/4", 3-way, Cv 19 ¦Configurable Valve Actuator, Spring return, AC 24...240 V / DC 24...125 V, On/Off, 2 x SPDT | 1028.00
B330+ARB24-3 | Characterized Control Valve | Water | Characterized Control Valve (CCV), 1 1/4", 3-way, Cv 19 ¦Valve Actuator, Non fail-safe, AC/DC 24 V, On/Off, Floating point | 636.00
B330+ARB24-3-S | Characterized Control Valve | Water | Characterized Control Valve (CCV), 1 1/4", 3-way, Cv 19 ¦Valve Actuator, Non fail-safe, AC/DC 24 V, On/Off, Floating point, 1 x SPDT | 764.00
B330+ARB24-SR | Characterized Control Valve | Water | Characterized Control Valve (CCV), 1 1/4", 3-way, Cv 19 ¦Valve Actuator, Non fail-safe, AC/DC 24 V, 2...10 V, modulating | 747.00
B330+ARB24-SR-T | Characterized Control Valve | Water | Characterized Control Valve (CCV), 1 1/4", 3-way, Cv 19 ¦Valve Actuator, Non fail-safe, AC/DC 24 V, 2...10 V, terminals, modulating | 725.00
B330+ARQX24-1 | Characterized Control Valve | Water | Characterized Control Valve (CCV), 1 1/4", 3-way, Cv 19 ¦Configurable Valve Actuator, Non fail-safe, AC/DC 24 V, On/Off | 1042.00
B330+ARQX24-MFT | Characterized Control Valve | Water | Characterized Control Valve (CCV), 1 1/4", 3-way, Cv 19 ¦Configurable Valve Actuator, Non fail-safe, AC/DC 24 V, 2...10 V, MFT/programmable | 1113.00
B330+ARX120-3 | Characterized Control Valve | Water | Characterized Control Valve (CCV), 1 1/4", 3-way, Cv 19 ¦Configurable Valve Actuator, Non fail-safe, AC 100...240 V, On/Off, Floating point | 678.00
B330+ARX120-SR | Characterized Control Valve | Water | Characterized Control Valve (CCV), 1 1/4", 3-way, Cv 19 ¦Configurable Valve Actuator, Non fail-safe, AC 100...240 V, 2...10 V, modulating | 786.00
B330+ARX24-3 | Characterized Control Valve | Water | Characterized Control Valve (CCV), 1 1/4", 3-way, Cv 19 ¦Configurable Valve Actuator, Non fail-safe, AC/DC 24 V, On/Off, Floating point | 636.00
B330+ARX24-3-S | Characterized Control Valve | Water | Characterized Control Valve (CCV), 1 1/4", 3-way, Cv 19 ¦Configurable Valve Actuator, Non fail-safe, AC/DC 24 V, On/Off, Floating point, 1 x SPDT | 764.00
B330+ARX24-3-T | Characterized Control Valve | Water | Characterized Control Valve (CCV), 1 1/4", 3-way, Cv 19 ¦Valve Actuator, Non fail-safe, AC/DC 24 V, On/Off, Floating point, terminals | 618.00
B330+ARX24-3-T N4 | Characterized Control Valve | Water | Characterized Control Valve (CCV), 1 1/4", 3-way, Cv 19 ¦Configurable Valve Actuator, Non fail-safe, AC/DC 24 V, On/Off, Floating point, NEMA 4X, terminals | 998.00
B330+ARX24-MFT | Characterized Control Valve | Water | Characterized Control Valve (CCV), 1 1/4", 3-way, Cv 19 ¦Configurable Valve Actuator, Non fail-safe, AC/DC 24 V, 2...10 V, MFT/programmable | 871.00
B330+ARX24-MFT95 | Characterized Control Valve | Water | Characterized Control Valve (CCV), 1 1/4", 3-way, Cv 19 ¦Configurable Valve Actuator, Non fail-safe, AC/DC 24 V, 0...135 Ω, MFT/programmable | 1007.00
B330+ARX24-MFT-T N4 | Characterized Control Valve | Water | Characterized Control Valve (CCV), 1 1/4", 3-way, Cv 19 ¦Configurable Valve Actuator, Non fail-safe, AC/DC 24 V, 2...10 V, NEMA 4X, terminals | 1238.00
B330+ARX24-SR | Characterized Control Valve | Water | Characterized Control Valve (CCV), 1 1/4", 3-way, Cv 19 ¦Configurable Valve Actuator, Non fail-safe, AC/DC 24 V, 2...10 V, modulating | 747.00
B330+ARX24-SR-T | Characterized Control Valve | Water | Characterized Control Valve (CCV), 1 1/4", 3-way, Cv 19 ¦Configurable Valve Actuator, Non fail-safe, AC/DC 24 V, 2...10 V, terminals, modulating | 725.00
B330+ARX24-SR-T N4 | Characterized Control Valve | Water | Characterized Control Valve (CCV), 1 1/4", 3-way, Cv 19 ¦Configurable Valve Actuator, Non fail-safe, AC/DC 24 V, 2...10 V, NEMA 4X, terminals | 1100.00
B331 | Characterized Control Valve | Water | Characterized Control Valve (CCV), 1 1/4", 3-way, Cv 25 | 419.00
B331+AFRB24 | Characterized Control Valve | Water | Characterized Control Valve (CCV), 1 1/4", 3-way, Cv 25 ¦Valve Actuator, Spring return, AC/DC 24 V, On/Off | 1023.00
B331+AFRB24-S | Characterized Control Valve | Water | Characterized Control Valve (CCV), 1 1/4", 3-way, Cv 25 ¦Valve Actuator, Spring return, AC/DC 24 V, On/Off, 2 x SPDT | 1133.00
B331+AFRB24-SR | Characterized Control Valve | Water | Characterized Control Valve (CCV), 1 1/4", 3-way, Cv 25 ¦Valve Actuator, Spring return, AC/DC 24 V, 2...10 V, modulating | 1230.00
B331+AFRBUP | Characterized Control Valve | Water | Characterized Control Valve (CCV), 1 1/4", 3-way, Cv 25 ¦Valve Actuator, Spring return, AC 24...240 V / DC 24...125 V, On/Off | 1097.00
B331+AFRBUP-S | Characterized Control Valve | Water | Characterized Control Valve (CCV), 1 1/4", 3-way, Cv 25 ¦Valve Actuator, Spring return, AC 24...240 V / DC 24...125 V, On/Off, 2 x SPDT | 1208.00
B331+AFRX24 | Characterized Control Valve | Water | Characterized Control Valve (CCV), 1 1/4", 3-way, Cv 25 ¦Configurable Valve Actuator, Spring return, AC/DC 24 V, On/Off | 1023.00
B331+AFRX24 N4 | Characterized Control Valve | Water | Characterized Control Valve (CCV), 1 1/4", 3-way, Cv 25 ¦Valve Actuator, Spring return, AC/DC 24 V, On/Off, NEMA 4X | 1829.00
B331+AFRX24-MFT | Characterized Control Valve | Water | Characterized Control Valve (CCV), 1 1/4", 3-way, Cv 25 ¦Configurable Valve Actuator, Spring return, AC/DC 24 V, 2...10 V, MFT/programmable | 1281.00
B331+AFRX24-MFT N4 | Characterized Control Valve | Water | Characterized Control Valve (CCV), 1 1/4", 3-way, Cv 25 ¦Valve Actuator, Spring return, AC/DC 24 V, MFT/programmable, NEMA 4X | 2089.00
B331+AFRX24-MFT95 | Characterized Control Valve | Water | Characterized Control Valve (CCV), 1 1/4", 3-way, Cv 25 ¦Configurable Valve Actuator, Spring return, AC/DC 24 V, 0...135 Ω, MFT/programmable | 1309.00
B331+AFRX24-MFT-S | Characterized Control Valve | Water | Characterized Control Valve (CCV), 1 1/4", 3-way, Cv 25 ¦Configurable Valve Actuator, Spring return, AC/DC 24 V, 2...10 V, 2 x SPDT, MFT/programmable | 1392.00
B331+AFRX24-S | Characterized Control Valve | Water | Characterized Control Valve (CCV), 1 1/4", 3-way, Cv 25 ¦Configurable Valve Actuator, Spring return, AC/DC 24 V, On/Off, 2 x SPDT | 1133.00
B331+AFRXUP | Characterized Control Valve | Water | Characterized Control Valve (CCV), 1 1/4", 3-way, Cv 25 ¦Configurable Valve Actuator, Spring return, AC 24...240 V / DC 24...125 V, On/Off | 1097.00
B331+AFRXUP N4 | Characterized Control Valve | Water | Characterized Control Valve (CCV), 1 1/4", 3-way, Cv 25 ¦Valve Actuator, Spring return, AC 24...240 V / DC 24...125 V, On/Off, NEMA 4X | 1894.00
B331+AFRXUP-S | Characterized Control Valve | Water | Characterized Control Valve (CCV), 1 1/4", 3-way, Cv 25 ¦Configurable Valve Actuator, Spring return, AC 24...240 V / DC 24...125 V, On/Off, 2 x SPDT | 1208.00
B331+ARB24-3 | Characterized Control Valve | Water | Characterized Control Valve (CCV), 1 1/4", 3-way, Cv 25 ¦Valve Actuator, Non fail-safe, AC/DC 24 V, On/Off, Floating point | 799.00
B331+ARB24-3-S | Characterized Control Valve | Water | Characterized Control Valve (CCV), 1 1/4", 3-way, Cv 25 ¦Valve Actuator, Non fail-safe, AC/DC 24 V, On/Off, Floating point, 1 x SPDT | 928.00
B331+ARB24-SR | Characterized Control Valve | Water | Characterized Control Valve (CCV), 1 1/4", 3-way, Cv 25 ¦Valve Actuator, Non fail-safe, AC/DC 24 V, 2...10 V, modulating | 957.00
B331+ARB24-SR-T | Characterized Control Valve | Water | Characterized Control Valve (CCV), 1 1/4", 3-way, Cv 25 ¦Valve Actuator, Non fail-safe, AC/DC 24 V, 2...10 V, terminals, modulating | 952.00
B331+ARQX24-1 | Characterized Control Valve | Water | Characterized Control Valve (CCV), 1 1/4", 3-way, Cv 25 ¦Configurable Valve Actuator, Non fail-safe, AC/DC 24 V, On/Off | 1208.00
B331+ARQX24-MFT | Characterized Control Valve | Water | Characterized Control Valve (CCV), 1 1/4", 3-way, Cv 25 ¦Configurable Valve Actuator, Non fail-safe, AC/DC 24 V, 2...10 V, MFT/programmable | 1277.00
B331+ARX120-3 | Characterized Control Valve | Water | Characterized Control Valve (CCV), 1 1/4", 3-way, Cv 25 ¦Configurable Valve Actuator, Non fail-safe, AC 100...240 V, On/Off, Floating point | 846.00
B331+ARX120-SR | Characterized Control Valve | Water | Characterized Control Valve (CCV), 1 1/4", 3-way, Cv 25 ¦Configurable Valve Actuator, Non fail-safe, AC 100...240 V, 2...10 V, modulating | 1015.00
B331+ARX24-3 | Characterized Control Valve | Water | Characterized Control Valve (CCV), 1 1/4", 3-way, Cv 25 ¦Configurable Valve Actuator, Non fail-safe, AC/DC 24 V, On/Off, Floating point | 799.00
B331+ARX24-3-S | Characterized Control Valve | Water | Characterized Control Valve (CCV), 1 1/4", 3-way, Cv 25 ¦Configurable Valve Actuator, Non fail-safe, AC/DC 24 V, On/Off, Floating point, 1 x SPDT | 928.00
B331+ARX24-3-T | Characterized Control Valve | Water | Characterized Control Valve (CCV), 1 1/4", 3-way, Cv 25 ¦Valve Actuator, Non fail-safe, AC/DC 24 V, On/Off, Floating point, terminals | 786.00
B331+ARX24-3-T N4 | Characterized Control Valve | Water | Characterized Control Valve (CCV), 1 1/4", 3-way, Cv 25 ¦Configurable Valve Actuator, Non fail-safe, AC/DC 24 V, On/Off, Floating point, NEMA 4X, terminals | 1163.00
B331+ARX24-MFT | Characterized Control Valve | Water | Characterized Control Valve (CCV), 1 1/4", 3-way, Cv 25 ¦Configurable Valve Actuator, Non fail-safe, AC/DC 24 V, 2...10 V, MFT/programmable | 1036.00
B331+ARX24-MFT95 | Characterized Control Valve | Water | Characterized Control Valve (CCV), 1 1/4", 3-way, Cv 25 ¦Configurable Valve Actuator, Non fail-safe, AC/DC 24 V, 0...135 Ω, MFT/programmable | 1165.00
B331+ARX24-MFT-T N4 | Characterized Control Valve | Water | Characterized Control Valve (CCV), 1 1/4", 3-way, Cv 25 ¦Configurable Valve Actuator, Non fail-safe, AC/DC 24 V, 2...10 V, NEMA 4X, terminals | 1404.00
B331+ARX24-PC | Characterized Control Valve | Water | Characterized Control Valve (CCV), 1 1/4", 3-way, Cv 25 ¦Configurable Valve Actuator, Non fail-safe, AC/DC 24 V, 0...20 V PhC, modulating | 1165.00
B331+ARX24-SR | Characterized Control Valve | Water | Characterized Control Valve (CCV), 1 1/4", 3-way, Cv 25 ¦Configurable Valve Actuator, Non fail-safe, AC/DC 24 V, 2...10 V, modulating | 957.00
B331+ARX24-SR-T | Characterized Control Valve | Water | Characterized Control Valve (CCV), 1 1/4", 3-way, Cv 25 ¦Configurable Valve Actuator, Non fail-safe, AC/DC 24 V, 2...10 V, terminals, modulating | 952.00
B331+ARX24-SR-T N4 | Characterized Control Valve | Water | Characterized Control Valve (CCV), 1 1/4", 3-way, Cv 25 ¦Configurable Valve Actuator, Non fail-safe, AC/DC 24 V, 2...10 V, NEMA 4X, terminals | 1326.00
B332L+AFRBUP | Ball Valve - VS | Water | Ball Valve (BV), 1 1/4", 3-way, Cv 34 ¦Valve Actuator, Spring return, AC 24...240 V / DC 24...125 V, On/Off | 1921.00
B332L+AFRX24-MFT | Ball Valve - VS | Water | Ball Valve (BV), 1 1/4", 3-way, Cv 34 ¦Configurable Valve Actuator, Spring return, AC/DC 24 V, 2...10 V, MFT/programmable | 2423.00
B332L+AFRX24-MFT-S | Ball Valve - VS | Water | Ball Valve (BV), 1 1/4", 3-way, Cv 34 ¦Configurable Valve Actuator, Spring return, AC/DC 24 V, 2...10 V, 2 x SPDT, MFT/programmable | 2538.00
B332L+AFRXUP-S | Ball Valve - VS | Water | Ball Valve (BV), 1 1/4", 3-way, Cv 34 ¦Configurable Valve Actuator, Spring return, AC 24...240 V / DC 24...125 V, On/Off, 2 x SPDT | 2039.00
B332L+NRX24-MFT | Ball Valve - VS | Water | Ball Valve (BV), 1 1/4", 3-way, Cv 34 ¦Configurable Valve Actuator, Non fail-safe, AC/DC 24 V, 2...10 V, MFT/programmable | 1335.00
B338 | Characterized Control Valve | Water | Characterized Control Valve (CCV), 1 1/2", 3-way, Cv 19 | 422.00
B338+AFRB24 | Characterized Control Valve | Water | Characterized Control Valve (CCV), 1 1/2", 3-way, Cv 19 ¦Valve Actuator, Spring return, AC/DC 24 V, On/Off | 1039.00
B338+AFRB24-S | Characterized Control Valve | Water | Characterized Control Valve (CCV), 1 1/2", 3-way, Cv 19 ¦Valve Actuator, Spring return, AC/DC 24 V, On/Off, 2 x SPDT | 1151.00
B338+AFRB24-SR | Characterized Control Valve | Water | Characterized Control Valve (CCV), 1 1/2", 3-way, Cv 19 ¦Valve Actuator, Spring return, AC/DC 24 V, 2...10 V, modulating | 1245.00
B338+AFRBUP | Characterized Control Valve | Water | Characterized Control Valve (CCV), 1 1/2", 3-way, Cv 19 ¦Valve Actuator, Spring return, AC 24...240 V / DC 24...125 V, On/Off | 1120.00
B338+AFRBUP-S | Characterized Control Valve | Water | Characterized Control Valve (CCV), 1 1/2", 3-way, Cv 19 ¦Valve Actuator, Spring return, AC 24...240 V / DC 24...125 V, On/Off, 2 x SPDT | 1230.00
B338+AFRX24 | Characterized Control Valve | Water | Characterized Control Valve (CCV), 1 1/2", 3-way, Cv 19 ¦Configurable Valve Actuator, Spring return, AC/DC 24 V, On/Off | 1039.00
B338+AFRX24 N4 | Characterized Control Valve | Water | Characterized Control Valve (CCV), 1 1/2", 3-way, Cv 19 ¦Valve Actuator, Spring return, AC/DC 24 V, On/Off, NEMA 4X | 1847.00
B338+AFRX24-MFT | Characterized Control Valve | Water | Characterized Control Valve (CCV), 1 1/2", 3-way, Cv 19 ¦Configurable Valve Actuator, Spring return, AC/DC 24 V, 2...10 V, MFT/programmable | 1297.00
B338+AFRX24-MFT N4 | Characterized Control Valve | Water | Characterized Control Valve (CCV), 1 1/2", 3-way, Cv 19 ¦Valve Actuator, Spring return, AC/DC 24 V, MFT/programmable, NEMA 4X | 2107.00
B338+AFRX24-MFT95 | Characterized Control Valve | Water | Characterized Control Valve (CCV), 1 1/2", 3-way, Cv 19 ¦Configurable Valve Actuator, Spring return, AC/DC 24 V, 0...135 Ω, MFT/programmable | 1312.00
B338+AFRX24-MFT-S | Characterized Control Valve | Water | Characterized Control Valve (CCV), 1 1/2", 3-way, Cv 19 ¦Configurable Valve Actuator, Spring return, AC/DC 24 V, 2...10 V, 2 x SPDT, MFT/programmable | 1408.00
B338+AFRX24-S | Characterized Control Valve | Water | Characterized Control Valve (CCV), 1 1/2", 3-way, Cv 19 ¦Configurable Valve Actuator, Spring return, AC/DC 24 V, On/Off, 2 x SPDT | 1151.00
B338+AFRXUP | Characterized Control Valve | Water | Characterized Control Valve (CCV), 1 1/2", 3-way, Cv 19 ¦Configurable Valve Actuator, Spring return, AC 24...240 V / DC 24...125 V, On/Off | 1120.00
B338+AFRXUP N4 | Characterized Control Valve | Water | Characterized Control Valve (CCV), 1 1/2", 3-way, Cv 19 ¦Valve Actuator, Spring return, AC 24...240 V / DC 24...125 V, On/Off, NEMA 4X | 1917.00
B338+AFRXUP-S | Characterized Control Valve | Water | Characterized Control Valve (CCV), 1 1/2", 3-way, Cv 19 ¦Configurable Valve Actuator, Spring return, AC 24...240 V / DC 24...125 V, On/Off, 2 x SPDT | 1230.00
B338+ARB24-3 | Characterized Control Valve | Water | Characterized Control Valve (CCV), 1 1/2", 3-way, Cv 19 ¦Valve Actuator, Non fail-safe, AC/DC 24 V, On/Off, Floating point | 810.00
B338+ARB24-3-S | Characterized Control Valve | Water | Characterized Control Valve (CCV), 1 1/2", 3-way, Cv 19 ¦Valve Actuator, Non fail-safe, AC/DC 24 V, On/Off, Floating point, 1 x SPDT | 938.00
B338+ARB24-SR | Characterized Control Valve | Water | Characterized Control Valve (CCV), 1 1/2", 3-way, Cv 19 ¦Valve Actuator, Non fail-safe, AC/DC 24 V, 2...10 V, modulating | 967.00
B338+ARB24-SR-T | Characterized Control Valve | Water | Characterized Control Valve (CCV), 1 1/2", 3-way, Cv 19 ¦Valve Actuator, Non fail-safe, AC/DC 24 V, 2...10 V, terminals, modulating | 971.00
B338+ARQX24-1 | Characterized Control Valve | Water | Characterized Control Valve (CCV), 1 1/2", 3-way, Cv 19 ¦Configurable Valve Actuator, Non fail-safe, AC/DC 24 V, On/Off | 1220.00
B338+ARQX24-MFT | Characterized Control Valve | Water | Characterized Control Valve (CCV), 1 1/2", 3-way, Cv 19 ¦Configurable Valve Actuator, Non fail-safe, AC/DC 24 V, 2...10 V, MFT/programmable | 1289.00
B338+ARX120-3 | Characterized Control Valve | Water | Characterized Control Valve (CCV), 1 1/2", 3-way, Cv 19 ¦Configurable Valve Actuator, Non fail-safe, AC 100...240 V, On/Off, Floating point | 856.00
B338+ARX120-SR | Characterized Control Valve | Water | Characterized Control Valve (CCV), 1 1/2", 3-way, Cv 19 ¦Configurable Valve Actuator, Non fail-safe, AC 100...240 V, 2...10 V, modulating | 1029.00
B338+ARX24-3 | Characterized Control Valve | Water | Characterized Control Valve (CCV), 1 1/2", 3-way, Cv 19 ¦Configurable Valve Actuator, Non fail-safe, AC/DC 24 V, On/Off, Floating point | 810.00
B338+ARX24-3-S | Characterized Control Valve | Water | Characterized Control Valve (CCV), 1 1/2", 3-way, Cv 19 ¦Configurable Valve Actuator, Non fail-safe, AC/DC 24 V, On/Off, Floating point, 1 x SPDT | 938.00
B338+ARX24-3-T | Characterized Control Valve | Water | Characterized Control Valve (CCV), 1 1/2", 3-way, Cv 19 ¦Valve Actuator, Non fail-safe, AC/DC 24 V, On/Off, Floating point, terminals | 795.00
B338+ARX24-3-T N4 | Characterized Control Valve | Water | Characterized Control Valve (CCV), 1 1/2", 3-way, Cv 19 ¦Configurable Valve Actuator, Non fail-safe, AC/DC 24 V, On/Off, Floating point, NEMA 4X, terminals | 1174.00
B338+ARX24-MFT | Characterized Control Valve | Water | Characterized Control Valve (CCV), 1 1/2", 3-way, Cv 19 ¦Configurable Valve Actuator, Non fail-safe, AC/DC 24 V, 2...10 V, MFT/programmable | 1046.00
B338+ARX24-MFT95 | Characterized Control Valve | Water | Characterized Control Valve (CCV), 1 1/2", 3-way, Cv 19 ¦Configurable Valve Actuator, Non fail-safe, AC/DC 24 V, 0...135 Ω, MFT/programmable | 1192.00
B338+ARX24-MFT-T N4 | Characterized Control Valve | Water | Characterized Control Valve (CCV), 1 1/2", 3-way, Cv 19 ¦Configurable Valve Actuator, Non fail-safe, AC/DC 24 V, 2...10 V, NEMA 4X, terminals | 1418.00
B338+ARX24-PC | Characterized Control Valve | Water | Characterized Control Valve (CCV), 1 1/2", 3-way, Cv 19 ¦Configurable Valve Actuator, Non fail-safe, AC/DC 24 V, 0...20 V PhC, modulating | 1192.00
B338+ARX24-SR | Characterized Control Valve | Water | Characterized Control Valve (CCV), 1 1/2", 3-way, Cv 19 ¦Configurable Valve Actuator, Non fail-safe, AC/DC 24 V, 2...10 V, modulating | 967.00
B338+ARX24-SR-T | Characterized Control Valve | Water | Characterized Control Valve (CCV), 1 1/2", 3-way, Cv 19 ¦Configurable Valve Actuator, Non fail-safe, AC/DC 24 V, 2...10 V, terminals, modulating | 971.00
B338+ARX24-SR-T N4 | Characterized Control Valve | Water | Characterized Control Valve (CCV), 1 1/2", 3-way, Cv 19 ¦Configurable Valve Actuator, Non fail-safe, AC/DC 24 V, 2...10 V, NEMA 4X, terminals | 1336.00
B339 | Characterized Control Valve | Water | Characterized Control Valve (CCV), 1 1/2", 3-way, Cv 29 | 425.00
B339+AFRB24 | Characterized Control Valve | Water | Characterized Control Valve (CCV), 1 1/2", 3-way, Cv 29 ¦Valve Actuator, Spring return, AC/DC 24 V, On/Off | 1041.00
B339+AFRB24-S | Characterized Control Valve | Water | Characterized Control Valve (CCV), 1 1/2", 3-way, Cv 29 ¦Valve Actuator, Spring return, AC/DC 24 V, On/Off, 2 x SPDT | 1154.00
B339+AFRB24-SR | Characterized Control Valve | Water | Characterized Control Valve (CCV), 1 1/2", 3-way, Cv 29 ¦Valve Actuator, Spring return, AC/DC 24 V, 2...10 V, modulating | 1248.00
B339+AFRBUP | Characterized Control Valve | Water | Characterized Control Valve (CCV), 1 1/2", 3-way, Cv 29 ¦Valve Actuator, Spring return, AC 24...240 V / DC 24...125 V, On/Off | 1122.00
B339+AFRBUP-S | Characterized Control Valve | Water | Characterized Control Valve (CCV), 1 1/2", 3-way, Cv 29 ¦Valve Actuator, Spring return, AC 24...240 V / DC 24...125 V, On/Off, 2 x SPDT | 1232.00
B339+AFRX24 | Characterized Control Valve | Water | Characterized Control Valve (CCV), 1 1/2", 3-way, Cv 29 ¦Configurable Valve Actuator, Spring return, AC/DC 24 V, On/Off | 1041.00
B339+AFRX24 N4 | Characterized Control Valve | Water | Characterized Control Valve (CCV), 1 1/2", 3-way, Cv 29 ¦Valve Actuator, Spring return, AC/DC 24 V, On/Off, NEMA 4X | 1849.00
B339+AFRX24-MFT | Characterized Control Valve | Water | Characterized Control Valve (CCV), 1 1/2", 3-way, Cv 29 ¦Configurable Valve Actuator, Spring return, AC/DC 24 V, 2...10 V, MFT/programmable | 1299.00
B339+AFRX24-MFT N4 | Characterized Control Valve | Water | Characterized Control Valve (CCV), 1 1/2", 3-way, Cv 29 ¦Valve Actuator, Spring return, AC/DC 24 V, MFT/programmable, NEMA 4X | 2110.00
B339+AFRX24-MFT95 | Characterized Control Valve | Water | Characterized Control Valve (CCV), 1 1/2", 3-way, Cv 29 ¦Configurable Valve Actuator, Spring return, AC/DC 24 V, 0...135 Ω, MFT/programmable | 1316.00
B339+AFRX24-MFT-S | Characterized Control Valve | Water | Characterized Control Valve (CCV), 1 1/2", 3-way, Cv 29 ¦Configurable Valve Actuator, Spring return, AC/DC 24 V, 2...10 V, 2 x SPDT, MFT/programmable | 1410.00
B339+AFRX24-MFT-S N4 | Characterized Control Valve | Water | Characterized Control Valve (CCV), 3", 2-way, Cv 170 ¦Valve Actuator, Spring return, AC/DC 24 V, MFT/programmable, 2 x SPDT, NEMA 4X | 2222.00
B339+AFRX24-S | Characterized Control Valve | Water | Characterized Control Valve (CCV), 1 1/2", 3-way, Cv 29 ¦Configurable Valve Actuator, Spring return, AC/DC 24 V, On/Off, 2 x SPDT | 1154.00
B339+AFRXUP | Characterized Control Valve | Water | Characterized Control Valve (CCV), 1 1/2", 3-way, Cv 29 ¦Configurable Valve Actuator, Spring return, AC 24...240 V / DC 24...125 V, On/Off | 1122.00
B339+AFRXUP N4 | Characterized Control Valve | Water | Characterized Control Valve (CCV), 1 1/2", 3-way, Cv 29 ¦Valve Actuator, Spring return, AC 24...240 V / DC 24...125 V, On/Off, NEMA 4X | 1919.00
B339+AFRXUP-S | Characterized Control Valve | Water | Characterized Control Valve (CCV), 1 1/2", 3-way, Cv 29 ¦Configurable Valve Actuator, Spring return, AC 24...240 V / DC 24...125 V, On/Off, 2 x SPDT | 1232.00
B339+ARB24-3 | Characterized Control Valve | Water | Characterized Control Valve (CCV), 1 1/2", 3-way, Cv 29 ¦Valve Actuator, Non fail-safe, AC/DC 24 V, On/Off, Floating point | 814.00
B339+ARB24-3-S | Characterized Control Valve | Water | Characterized Control Valve (CCV), 1 1/2", 3-way, Cv 29 ¦Valve Actuator, Non fail-safe, AC/DC 24 V, On/Off, Floating point, 1 x SPDT | 944.00
B339+ARB24-SR | Characterized Control Valve | Water | Characterized Control Valve (CCV), 1 1/2", 3-way, Cv 29 ¦Valve Actuator, Non fail-safe, AC/DC 24 V, 2...10 V, modulating | 971.00
B339+ARB24-SR-T | Characterized Control Valve | Water | Characterized Control Valve (CCV), 1 1/2", 3-way, Cv 29 ¦Valve Actuator, Non fail-safe, AC/DC 24 V, 2...10 V, terminals, modulating | 949.00
B339+ARQX24-1 | Characterized Control Valve | Water | Characterized Control Valve (CCV), 1 1/2", 3-way, Cv 29 ¦Configurable Valve Actuator, Non fail-safe, AC/DC 24 V, On/Off | 1222.00
B339+ARQX24-MFT | Characterized Control Valve | Water | Characterized Control Valve (CCV), 1 1/2", 3-way, Cv 29 ¦Configurable Valve Actuator, Non fail-safe, AC/DC 24 V, 2...10 V, MFT/programmable | 1291.00
B339+ARX120-3 | Characterized Control Valve | Water | Characterized Control Valve (CCV), 1 1/2", 3-way, Cv 29 ¦Configurable Valve Actuator, Non fail-safe, AC 100...240 V, On/Off, Floating point | 858.00
B339+ARX120-SR | Characterized Control Valve | Water | Characterized Control Valve (CCV), 1 1/2", 3-way, Cv 29 ¦Configurable Valve Actuator, Non fail-safe, AC 100...240 V, 2...10 V, modulating | 1037.00
B339+ARX24-3 | Characterized Control Valve | Water | Characterized Control Valve (CCV), 1 1/2", 3-way, Cv 29 ¦Configurable Valve Actuator, Non fail-safe, AC/DC 24 V, On/Off, Floating point | 814.00
B339+ARX24-3-S | Characterized Control Valve | Water | Characterized Control Valve (CCV), 1 1/2", 3-way, Cv 29 ¦Configurable Valve Actuator, Non fail-safe, AC/DC 24 V, On/Off, Floating point, 1 x SPDT | 944.00
B339+ARX24-3-T | Characterized Control Valve | Water | Characterized Control Valve (CCV), 1 1/2", 3-way, Cv 29 ¦Valve Actuator, Non fail-safe, AC/DC 24 V, On/Off, Floating point, terminals | 797.00
B339+ARX24-3-T N4 | Characterized Control Valve | Water | Characterized Control Valve (CCV), 1 1/2", 3-way, Cv 29 ¦Configurable Valve Actuator, Non fail-safe, AC/DC 24 V, On/Off, Floating point, NEMA 4X, terminals | 1176.00
B339+ARX24-MFT | Characterized Control Valve | Water | Characterized Control Valve (CCV), 1 1/2", 3-way, Cv 29 ¦Configurable Valve Actuator, Non fail-safe, AC/DC 24 V, 2...10 V, MFT/programmable | 1051.00
B339+ARX24-MFT95 | Characterized Control Valve | Water | Characterized Control Valve (CCV), 1 1/2", 3-way, Cv 29 ¦Configurable Valve Actuator, Non fail-safe, AC/DC 24 V, 0...135 Ω, MFT/programmable | 1195.00
B339+ARX24-MFT-T N4 | Characterized Control Valve | Water | Characterized Control Valve (CCV), 1 1/2", 3-way, Cv 29 ¦Configurable Valve Actuator, Non fail-safe, AC/DC 24 V, 2...10 V, NEMA 4X, terminals | 1424.00
B339+ARX24-PC | Characterized Control Valve | Water | Characterized Control Valve (CCV), 1 1/2", 3-way, Cv 29 ¦Configurable Valve Actuator, Non fail-safe, AC/DC 24 V, 0...20 V PhC, modulating | 1195.00
B339+ARX24-SR | Characterized Control Valve | Water | Characterized Control Valve (CCV), 1 1/2", 3-way, Cv 29 ¦Configurable Valve Actuator, Non fail-safe, AC/DC 24 V, 2...10 V, modulating | 971.00
B339+ARX24-SR-T | Characterized Control Valve | Water | Characterized Control Valve (CCV), 1 1/2", 3-way, Cv 29 ¦Configurable Valve Actuator, Non fail-safe, AC/DC 24 V, 2...10 V, terminals, modulating | 978.00
B339+ARX24-SR-T N4 | Characterized Control Valve | Water | Characterized Control Valve (CCV), 1 1/2", 3-way, Cv 29 ¦Configurable Valve Actuator, Non fail-safe, AC/DC 24 V, 2...10 V, NEMA 4X, terminals | 1338.00
B340 | Characterized Control Valve | Water | Characterized Control Valve (CCV), 1 1/2", 3-way, Cv 37 | 433.00
B340+AFRB24 | Characterized Control Valve | Water | Characterized Control Valve (CCV), 1 1/2", 3-way, Cv 37 ¦Valve Actuator, Spring return, AC/DC 24 V, On/Off | 1049.00
B340+AFRB24-S | Characterized Control Valve | Water | Characterized Control Valve (CCV), 1 1/2", 3-way, Cv 37 ¦Valve Actuator, Spring return, AC/DC 24 V, On/Off, 2 x SPDT | 1160.00
B340+AFRB24-SR | Characterized Control Valve | Water | Characterized Control Valve (CCV), 1 1/2", 3-way, Cv 37 ¦Valve Actuator, Spring return, AC/DC 24 V, 2...10 V, modulating | 1256.00
B340+AFRBUP | Characterized Control Valve | Water | Characterized Control Valve (CCV), 1 1/2", 3-way, Cv 37 ¦Valve Actuator, Spring return, AC 24...240 V / DC 24...125 V, On/Off | 1126.00
B340+AFRBUP-S | Characterized Control Valve | Water | Characterized Control Valve (CCV), 1 1/2", 3-way, Cv 37 ¦Valve Actuator, Spring return, AC 24...240 V / DC 24...125 V, On/Off, 2 x SPDT | 1237.00
B340+AFRX24 | Characterized Control Valve | Water | Characterized Control Valve (CCV), 1 1/2", 3-way, Cv 37 ¦Configurable Valve Actuator, Spring return, AC/DC 24 V, On/Off | 1049.00
B340+AFRX24 N4 | Characterized Control Valve | Water | Characterized Control Valve (CCV), 1 1/2", 3-way, Cv 37 ¦Valve Actuator, Spring return, AC/DC 24 V, On/Off, NEMA 4X | 1855.00
B340+AFRX24-MFT | Characterized Control Valve | Water | Characterized Control Valve (CCV), 1 1/2", 3-way, Cv 37 ¦Configurable Valve Actuator, Spring return, AC/DC 24 V, 2...10 V, MFT/programmable | 1306.00
B340+AFRX24-MFT N4 | Characterized Control Valve | Water | Characterized Control Valve (CCV), 1 1/2", 3-way, Cv 37 ¦Valve Actuator, Spring return, AC/DC 24 V, MFT/programmable, NEMA 4X | 2117.00
B340+AFRX24-MFT95 | Characterized Control Valve | Water | Characterized Control Valve (CCV), 1 1/2", 3-way, Cv 37 ¦Configurable Valve Actuator, Spring return, AC/DC 24 V, 0...135 Ω, MFT/programmable | 1321.00
B340+AFRX24-MFT-S | Characterized Control Valve | Water | Characterized Control Valve (CCV), 1 1/2", 3-way, Cv 37 ¦Configurable Valve Actuator, Spring return, AC/DC 24 V, 2...10 V, 2 x SPDT, MFT/programmable | 1417.00
B340+AFRX24-S | Characterized Control Valve | Water | Characterized Control Valve (CCV), 1 1/2", 3-way, Cv 37 ¦Configurable Valve Actuator, Spring return, AC/DC 24 V, On/Off, 2 x SPDT | 1160.00
B340+AFRXUP | Characterized Control Valve | Water | Characterized Control Valve (CCV), 1 1/2", 3-way, Cv 37 ¦Configurable Valve Actuator, Spring return, AC 24...240 V / DC 24...125 V, On/Off | 1126.00
B340+AFRXUP N4 | Characterized Control Valve | Water | Characterized Control Valve (CCV), 1 1/2", 3-way, Cv 37 ¦Valve Actuator, Spring return, AC 24...240 V / DC 24...125 V, On/Off, NEMA 4X | 1923.00
B340+AFRXUP-S | Characterized Control Valve | Water | Characterized Control Valve (CCV), 1 1/2", 3-way, Cv 37 ¦Configurable Valve Actuator, Spring return, AC 24...240 V / DC 24...125 V, On/Off, 2 x SPDT | 1237.00
B340+ARB24-3 | Characterized Control Valve | Water | Characterized Control Valve (CCV), 1 1/2", 3-way, Cv 37 ¦Valve Actuator, Non fail-safe, AC/DC 24 V, On/Off, Floating point | 817.00
B340+ARB24-3-S | Characterized Control Valve | Water | Characterized Control Valve (CCV), 1 1/2", 3-way, Cv 37 ¦Valve Actuator, Non fail-safe, AC/DC 24 V, On/Off, Floating point, 1 x SPDT | 946.00
B340+ARB24-SR | Characterized Control Valve | Water | Characterized Control Valve (CCV), 1 1/2", 3-way, Cv 37 ¦Valve Actuator, Non fail-safe, AC/DC 24 V, 2...10 V, modulating | 973.00
B340+ARB24-SR-T | Characterized Control Valve | Water | Characterized Control Valve (CCV), 1 1/2", 3-way, Cv 37 ¦Valve Actuator, Non fail-safe, AC/DC 24 V, 2...10 V, terminals, modulating | 984.00
B340+ARQX24-1 | Characterized Control Valve | Water | Characterized Control Valve (CCV), 1 1/2", 3-way, Cv 37 ¦Configurable Valve Actuator, Non fail-safe, AC/DC 24 V, On/Off | 1225.00
B340+ARQX24-MFT | Characterized Control Valve | Water | Characterized Control Valve (CCV), 1 1/2", 3-way, Cv 37 ¦Configurable Valve Actuator, Non fail-safe, AC/DC 24 V, 2...10 V, MFT/programmable | 1294.00
B340+ARX120-3 | Characterized Control Valve | Water | Characterized Control Valve (CCV), 1 1/2", 3-way, Cv 37 ¦Configurable Valve Actuator, Non fail-safe, AC 100...240 V, On/Off, Floating point | 860.00
B340+ARX120-SR | Characterized Control Valve | Water | Characterized Control Valve (CCV), 1 1/2", 3-way, Cv 37 ¦Configurable Valve Actuator, Non fail-safe, AC 100...240 V, 2...10 V, modulating | 929.00
B340+ARX24-3 | Characterized Control Valve | Water | Characterized Control Valve (CCV), 1 1/2", 3-way, Cv 37 ¦Configurable Valve Actuator, Non fail-safe, AC/DC 24 V, On/Off, Floating point | 817.00
B340+ARX24-3-S | Characterized Control Valve | Water | Characterized Control Valve (CCV), 1 1/2", 3-way, Cv 37 ¦Configurable Valve Actuator, Non fail-safe, AC/DC 24 V, On/Off, Floating point, 1 x SPDT | 946.00
B340+ARX24-3-T | Characterized Control Valve | Water | Characterized Control Valve (CCV), 1 1/2", 3-way, Cv 37 ¦Valve Actuator, Non fail-safe, AC/DC 24 V, On/Off, Floating point, terminals | 799.00
B340+ARX24-3-T N4 | Characterized Control Valve | Water | Characterized Control Valve (CCV), 1 1/2", 3-way, Cv 37 ¦Configurable Valve Actuator, Non fail-safe, AC/DC 24 V, On/Off, Floating point, NEMA 4X, terminals | 1178.00
B340+ARX24-MFT | Characterized Control Valve | Water | Characterized Control Valve (CCV), 1 1/2", 3-way, Cv 37 ¦Configurable Valve Actuator, Non fail-safe, AC/DC 24 V, 2...10 V, MFT/programmable | 1053.00
B340+ARX24-MFT95 | Characterized Control Valve | Water | Characterized Control Valve (CCV), 1 1/2", 3-way, Cv 37 ¦Configurable Valve Actuator, Non fail-safe, AC/DC 24 V, 0...135 Ω, MFT/programmable | 1201.00
B340+ARX24-MFT-T N4 | Characterized Control Valve | Water | Characterized Control Valve (CCV), 1 1/2", 3-way, Cv 37 ¦Configurable Valve Actuator, Non fail-safe, AC/DC 24 V, 2...10 V, NEMA 4X, terminals | 1427.00
B340+ARX24-PC | Characterized Control Valve | Water | Characterized Control Valve (CCV), 1 1/2", 3-way, Cv 37 ¦Configurable Valve Actuator, Non fail-safe, AC/DC 24 V, 0...20 V PhC, modulating | 1201.00
B340+ARX24-SR | Characterized Control Valve | Water | Characterized Control Valve (CCV), 1 1/2", 3-way, Cv 37 ¦Configurable Valve Actuator, Non fail-safe, AC/DC 24 V, 2...10 V, modulating | 973.00
B340+ARX24-SR-T | Characterized Control Valve | Water | Characterized Control Valve (CCV), 1 1/2", 3-way, Cv 37 ¦Configurable Valve Actuator, Non fail-safe, AC/DC 24 V, 2...10 V, terminals, modulating | 984.00
B340+ARX24-SR-T N4 | Characterized Control Valve | Water | Characterized Control Valve (CCV), 1 1/2", 3-way, Cv 37 ¦Configurable Valve Actuator, Non fail-safe, AC/DC 24 V, 2...10 V, NEMA 4X, terminals | 1340.00
B340L+AFRBUP | Ball Valve - VS | Water | Ball Valve (BV), 1 1/2", 3-way, Cv 57 ¦Valve Actuator, Spring return, AC 24...240 V / DC 24...125 V, On/Off | 2185.00
B340L+AFRX24-MFT | Ball Valve - VS | Water | Ball Valve (BV), 1 1/2", 3-way, Cv 57 ¦Configurable Valve Actuator, Spring return, AC/DC 24 V, 2...10 V, MFT/programmable | 2684.00
B340L+AFRXUP-S | Ball Valve - VS | Water | Ball Valve (BV), 1 1/2", 3-way, Cv 57 ¦Configurable Valve Actuator, Spring return, AC 24...240 V / DC 24...125 V, On/Off, 2 x SPDT | 2299.00
B340L+ARB24-3 | Ball Valve - VS | Water | Ball Valve (BV), 1 1/2", 3-way, Cv 57 ¦Valve Actuator, Non fail-safe, AC/DC 24 V, On/Off, Floating point | 1610.00
B340L+ARX24-MFT | Ball Valve - VS | Water | Ball Valve (BV), 1 1/2", 3-way, Cv 57 ¦Configurable Valve Actuator, Non fail-safe, AC/DC 24 V, 2...10 V, MFT/programmable | 1957.00
B341 | Characterized Control Valve | Water | Characterized Control Valve (CCV), 1 1/2", 3-way, Cv 46 | 523.00
B341+AFRB24 | Characterized Control Valve | Water | Characterized Control Valve (CCV), 1 1/2", 3-way, Cv 46 ¦Valve Actuator, Spring return, AC/DC 24 V, On/Off | 1250.00
B341+AFRB24-S | Characterized Control Valve | Water | Characterized Control Valve (CCV), 1 1/2", 3-way, Cv 46 ¦Valve Actuator, Spring return, AC/DC 24 V, On/Off, 2 x SPDT | 1362.00
B341+AFRB24-SR | Characterized Control Valve | Water | Characterized Control Valve (CCV), 1 1/2", 3-way, Cv 46 ¦Valve Actuator, Spring return, AC/DC 24 V, 2...10 V, modulating | 1458.00
B341+AFRBUP | Characterized Control Valve | Water | Characterized Control Valve (CCV), 1 1/2", 3-way, Cv 46 ¦Valve Actuator, Spring return, AC 24...240 V / DC 24...125 V, On/Off | 1324.00
B341+AFRBUP-S | Characterized Control Valve | Water | Characterized Control Valve (CCV), 1 1/2", 3-way, Cv 46 ¦Valve Actuator, Spring return, AC 24...240 V / DC 24...125 V, On/Off, 2 x SPDT | 1434.00
B341+AFRX24 | Characterized Control Valve | Water | Characterized Control Valve (CCV), 1 1/2", 3-way, Cv 46 ¦Configurable Valve Actuator, Spring return, AC/DC 24 V, On/Off | 1250.00
B341+AFRX24 N4 | Characterized Control Valve | Water | Characterized Control Valve (CCV), 1 1/2", 3-way, Cv 46 ¦Valve Actuator, Spring return, AC/DC 24 V, On/Off, NEMA 4X | 2057.00
B341+AFRX24-MFT | Characterized Control Valve | Water | Characterized Control Valve (CCV), 1 1/2", 3-way, Cv 46 ¦Configurable Valve Actuator, Spring return, AC/DC 24 V, 2...10 V, MFT/programmable | 1508.00
B341+AFRX24-MFT N4 | Characterized Control Valve | Water | Characterized Control Valve (CCV), 1 1/2", 3-way, Cv 46 ¦Valve Actuator, Spring return, AC/DC 24 V, MFT/programmable, NEMA 4X | 2317.00
B341+AFRX24-MFT95 | Characterized Control Valve | Water | Characterized Control Valve (CCV), 1 1/2", 3-way, Cv 46 ¦Configurable Valve Actuator, Spring return, AC/DC 24 V, 0...135 Ω, MFT/programmable | 1523.00
B341+AFRX24-MFT-S | Characterized Control Valve | Water | Characterized Control Valve (CCV), 1 1/2", 3-way, Cv 46 ¦Configurable Valve Actuator, Spring return, AC/DC 24 V, 2...10 V, 2 x SPDT, MFT/programmable | 1619.00
B341+AFRX24-S | Characterized Control Valve | Water | Characterized Control Valve (CCV), 1 1/2", 3-way, Cv 46 ¦Configurable Valve Actuator, Spring return, AC/DC 24 V, On/Off, 2 x SPDT | 1362.00
B341+AFRXUP | Characterized Control Valve | Water | Characterized Control Valve (CCV), 1 1/2", 3-way, Cv 46 ¦Configurable Valve Actuator, Spring return, AC 24...240 V / DC 24...125 V, On/Off | 1324.00
B341+AFRXUP N4 | Characterized Control Valve | Water | Characterized Control Valve (CCV), 1 1/2", 3-way, Cv 46 ¦Valve Actuator, Spring return, AC 24...240 V / DC 24...125 V, On/Off, NEMA 4X | 2121.00
B341+AFRXUP-S | Characterized Control Valve | Water | Characterized Control Valve (CCV), 1 1/2", 3-way, Cv 46 ¦Configurable Valve Actuator, Spring return, AC 24...240 V / DC 24...125 V, On/Off, 2 x SPDT | 1434.00
B341+ARB24-3 | Characterized Control Valve | Water | Characterized Control Valve (CCV), 1 1/2", 3-way, Cv 46 ¦Valve Actuator, Non fail-safe, AC/DC 24 V, On/Off, Floating point | 821.00
B341+ARB24-3-S | Characterized Control Valve | Water | Characterized Control Valve (CCV), 1 1/2", 3-way, Cv 46 ¦Valve Actuator, Non fail-safe, AC/DC 24 V, On/Off, Floating point, 1 x SPDT | 952.00
B341+ARB24-SR | Characterized Control Valve | Water | Characterized Control Valve (CCV), 1 1/2", 3-way, Cv 46 ¦Valve Actuator, Non fail-safe, AC/DC 24 V, 2...10 V, modulating | 978.00
B341+ARB24-SR-T | Characterized Control Valve | Water | Characterized Control Valve (CCV), 1 1/2", 3-way, Cv 46 ¦Valve Actuator, Non fail-safe, AC/DC 24 V, 2...10 V, terminals, modulating | 990.00
B341+ARQX24-1 | Characterized Control Valve | Water | Characterized Control Valve (CCV), 1 1/2", 3-way, Cv 46 ¦Configurable Valve Actuator, Non fail-safe, AC/DC 24 V, On/Off | 1229.00
B341+ARQX24-MFT | Characterized Control Valve | Water | Characterized Control Valve (CCV), 1 1/2", 3-way, Cv 46 ¦Configurable Valve Actuator, Non fail-safe, AC/DC 24 V, 2...10 V, MFT/programmable | 1299.00
B341+ARX120-3 | Characterized Control Valve | Water | Characterized Control Valve (CCV), 1 1/2", 3-way, Cv 46 ¦Configurable Valve Actuator, Non fail-safe, AC 100...240 V, On/Off, Floating point | 866.00
B341+ARX120-SR | Characterized Control Valve | Water | Characterized Control Valve (CCV), 1 1/2", 3-way, Cv 46 ¦Configurable Valve Actuator, Non fail-safe, AC 100...240 V, 2...10 V, modulating | 1126.00
B341+ARX24-3 | Characterized Control Valve | Water | Characterized Control Valve (CCV), 1 1/2", 3-way, Cv 46 ¦Configurable Valve Actuator, Non fail-safe, AC/DC 24 V, On/Off, Floating point | 821.00
B341+ARX24-3-T | Characterized Control Valve | Water | Characterized Control Valve (CCV), 1 1/2", 3-way, Cv 46 ¦Valve Actuator, Non fail-safe, AC/DC 24 V, On/Off, Floating point, terminals | 801.00
B341+ARX24-3-T N4 | Characterized Control Valve | Water | Characterized Control Valve (CCV), 1 1/2", 3-way, Cv 46 ¦Configurable Valve Actuator, Non fail-safe, AC/DC 24 V, On/Off, Floating point, NEMA 4X, terminals | 1180.00
B341+ARX24-MFT | Characterized Control Valve | Water | Characterized Control Valve (CCV), 1 1/2", 3-way, Cv 46 ¦Configurable Valve Actuator, Non fail-safe, AC/DC 24 V, 2...10 V, MFT/programmable | 1057.00
B341+ARX24-MFT95 | Characterized Control Valve | Water | Characterized Control Valve (CCV), 1 1/2", 3-way, Cv 46 ¦Configurable Valve Actuator, Non fail-safe, AC/DC 24 V, 0...135 Ω, MFT/programmable | 1209.00
B341+ARX24-MFT-T N4 | Characterized Control Valve | Water | Characterized Control Valve (CCV), 1 1/2", 3-way, Cv 46 ¦Configurable Valve Actuator, Non fail-safe, AC/DC 24 V, 2...10 V, NEMA 4X, terminals | 1439.00
B341+ARX24-SR | Characterized Control Valve | Water | Characterized Control Valve (CCV), 1 1/2", 3-way, Cv 46 ¦Configurable Valve Actuator, Non fail-safe, AC/DC 24 V, 2...10 V, modulating | 978.00
B341+ARX24-SR-T | Characterized Control Valve | Water | Characterized Control Valve (CCV), 1 1/2", 3-way, Cv 46 ¦Configurable Valve Actuator, Non fail-safe, AC/DC 24 V, 2...10 V, terminals, modulating | 990.00
B341+ARX24-SR-T N4 | Characterized Control Valve | Water | Characterized Control Valve (CCV), 1 1/2", 3-way, Cv 46 ¦Configurable Valve Actuator, Non fail-safe, AC/DC 24 V, 2...10 V, NEMA 4X, terminals | 1344.00
B347 | Characterized Control Valve | Water | Characterized Control Valve (CCV), 2", 3-way, Cv 29 | 620.00
B347+AFRB24 | Characterized Control Valve | Water | Characterized Control Valve (CCV), 2", 3-way, Cv 29 ¦Valve Actuator, Spring return, AC/DC 24 V, On/Off | 1473.00
B347+AFRB24-S | Characterized Control Valve | Water | Characterized Control Valve (CCV), 2", 3-way, Cv 29 ¦Valve Actuator, Spring return, AC/DC 24 V, On/Off, 2 x SPDT | 1585.00
B347+AFRB24-SR | Characterized Control Valve | Water | Characterized Control Valve (CCV), 2", 3-way, Cv 29 ¦Valve Actuator, Spring return, AC/DC 24 V, 2...10 V, modulating | 1683.00
B347+AFRBUP | Characterized Control Valve | Water | Characterized Control Valve (CCV), 2", 3-way, Cv 29 ¦Valve Actuator, Spring return, AC 24...240 V / DC 24...125 V, On/Off | 1555.00
B347+AFRBUP-S | Characterized Control Valve | Water | Characterized Control Valve (CCV), 2", 3-way, Cv 29 ¦Valve Actuator, Spring return, AC 24...240 V / DC 24...125 V, On/Off, 2 x SPDT | 1667.00
B347+AFRX24 | Characterized Control Valve | Water | Characterized Control Valve (CCV), 2", 3-way, Cv 29 ¦Configurable Valve Actuator, Spring return, AC/DC 24 V, On/Off | 1473.00
B347+AFRX24 N4 | Characterized Control Valve | Water | Characterized Control Valve (CCV), 2", 3-way, Cv 29 ¦Valve Actuator, Spring return, AC/DC 24 V, On/Off, NEMA 4X | 2277.00
B347+AFRX24-MFT | Characterized Control Valve | Water | Characterized Control Valve (CCV), 2", 3-way, Cv 29 ¦Configurable Valve Actuator, Spring return, AC/DC 24 V, 2...10 V, MFT/programmable | 1733.00
B347+AFRX24-MFT N4 | Characterized Control Valve | Water | Characterized Control Valve (CCV), 2", 3-way, Cv 29 ¦Valve Actuator, Spring return, AC/DC 24 V, MFT/programmable, NEMA 4X | 2538.00
B347+AFRX24-MFT95 | Characterized Control Valve | Water | Characterized Control Valve (CCV), 2", 3-way, Cv 29 ¦Configurable Valve Actuator, Spring return, AC/DC 24 V, 0...135 Ω, MFT/programmable | 1730.00
B347+AFRX24-MFT-S | Characterized Control Valve | Water | Characterized Control Valve (CCV), 2", 3-way, Cv 29 ¦Configurable Valve Actuator, Spring return, AC/DC 24 V, 2...10 V, 2 x SPDT, MFT/programmable | 1844.00
B347+AFRX24-S | Characterized Control Valve | Water | Characterized Control Valve (CCV), 2", 3-way, Cv 29 ¦Configurable Valve Actuator, Spring return, AC/DC 24 V, On/Off, 2 x SPDT | 1585.00
B347+AFRXUP | Characterized Control Valve | Water | Characterized Control Valve (CCV), 2", 3-way, Cv 29 ¦Configurable Valve Actuator, Spring return, AC 24...240 V / DC 24...125 V, On/Off | 1555.00
B347+AFRXUP N4 | Characterized Control Valve | Water | Characterized Control Valve (CCV), 2", 3-way, Cv 29 ¦Valve Actuator, Spring return, AC 24...240 V / DC 24...125 V, On/Off, NEMA 4X | 2353.00
B347+AFRXUP-S | Characterized Control Valve | Water | Characterized Control Valve (CCV), 2", 3-way, Cv 29 ¦Configurable Valve Actuator, Spring return, AC 24...240 V / DC 24...125 V, On/Off, 2 x SPDT | 1667.00
B347+ARB24-3 | Characterized Control Valve | Water | Characterized Control Valve (CCV), 2", 3-way, Cv 29 ¦Valve Actuator, Non fail-safe, AC/DC 24 V, On/Off, Floating point | 1086.00
B347+ARB24-3-S | Characterized Control Valve | Water | Characterized Control Valve (CCV), 2", 3-way, Cv 29 ¦Valve Actuator, Non fail-safe, AC/DC 24 V, On/Off, Floating point, 1 x SPDT | 1213.00
B347+ARB24-SR | Characterized Control Valve | Water | Characterized Control Valve (CCV), 2", 3-way, Cv 29 ¦Valve Actuator, Non fail-safe, AC/DC 24 V, 2...10 V, modulating | 1241.00
B347+ARB24-SR-T | Characterized Control Valve | Water | Characterized Control Valve (CCV), 2", 3-way, Cv 29 ¦Valve Actuator, Non fail-safe, AC/DC 24 V, 2...10 V, terminals, modulating | 1220.00
B347+ARQX24-1 | Characterized Control Valve | Water | Characterized Control Valve (CCV), 2", 3-way, Cv 29 ¦Configurable Valve Actuator, Non fail-safe, AC/DC 24 V, On/Off | 1494.00
B347+ARQX24-MFT | Characterized Control Valve | Water | Characterized Control Valve (CCV), 2", 3-way, Cv 29 ¦Configurable Valve Actuator, Non fail-safe, AC/DC 24 V, 2...10 V, MFT/programmable | 1564.00
B347+ARX120-3 | Characterized Control Valve | Water | Characterized Control Valve (CCV), 2", 3-way, Cv 29 ¦Configurable Valve Actuator, Non fail-safe, AC 100...240 V, On/Off, Floating point | 1131.00
B347+ARX120-SR | Characterized Control Valve | Water | Characterized Control Valve (CCV), 2", 3-way, Cv 29 ¦Configurable Valve Actuator, Non fail-safe, AC 100...240 V, 2...10 V, modulating | 1282.00
B347+ARX24-3 | Characterized Control Valve | Water | Characterized Control Valve (CCV), 2", 3-way, Cv 29 ¦Configurable Valve Actuator, Non fail-safe, AC/DC 24 V, On/Off, Floating point | 1086.00
B347+ARX24-3-T | Characterized Control Valve | Water | Characterized Control Valve (CCV), 2", 3-way, Cv 29 ¦Valve Actuator, Non fail-safe, AC/DC 24 V, On/Off, Floating point, terminals | 1070.00
B347+ARX24-3-T N4 | Characterized Control Valve | Water | Characterized Control Valve (CCV), 2", 3-way, Cv 29 ¦Configurable Valve Actuator, Non fail-safe, AC/DC 24 V, On/Off, Floating point, NEMA 4X, terminals | 1448.00
B347+ARX24-MFT | Characterized Control Valve | Water | Characterized Control Valve (CCV), 2", 3-way, Cv 29 ¦Configurable Valve Actuator, Non fail-safe, AC/DC 24 V, 2...10 V, MFT/programmable | 1322.00
B347+ARX24-MFT95 | Characterized Control Valve | Water | Characterized Control Valve (CCV), 2", 3-way, Cv 29 ¦Configurable Valve Actuator, Non fail-safe, AC/DC 24 V, 0...135 Ω, MFT/programmable | 1437.00
B347+ARX24-MFT-T N4 | Characterized Control Valve | Water | Characterized Control Valve (CCV), 2", 3-way, Cv 29 ¦Configurable Valve Actuator, Non fail-safe, AC/DC 24 V, 2...10 V, NEMA 4X, terminals | 1670.00
B347+ARX24-SR | Characterized Control Valve | Water | Characterized Control Valve (CCV), 2", 3-way, Cv 29 ¦Configurable Valve Actuator, Non fail-safe, AC/DC 24 V, 2...10 V, modulating | 1241.00
B347+ARX24-SR-T | Characterized Control Valve | Water | Characterized Control Valve (CCV), 2", 3-way, Cv 29 ¦Configurable Valve Actuator, Non fail-safe, AC/DC 24 V, 2...10 V, terminals, modulating | 1220.00
B347+ARX24-SR-T N4 | Characterized Control Valve | Water | Characterized Control Valve (CCV), 2", 3-way, Cv 29 ¦Configurable Valve Actuator, Non fail-safe, AC/DC 24 V, 2...10 V, NEMA 4X, terminals | 1610.00
B348 | Characterized Control Valve | Water | Characterized Control Valve (CCV), 2", 3-way, Cv 37 | 667.00
B348+AFRB24 | Characterized Control Valve | Water | Characterized Control Valve (CCV), 2", 3-way, Cv 37 ¦Valve Actuator, Spring return, AC/DC 24 V, On/Off | 1477.00
B348+AFRB24-S | Characterized Control Valve | Water | Characterized Control Valve (CCV), 2", 3-way, Cv 37 ¦Valve Actuator, Spring return, AC/DC 24 V, On/Off, 2 x SPDT | 1588.00
B348+AFRB24-SR | Characterized Control Valve | Water | Characterized Control Valve (CCV), 2", 3-way, Cv 37 ¦Valve Actuator, Spring return, AC/DC 24 V, 2...10 V, modulating | 1686.00
B348+AFRBUP | Characterized Control Valve | Water | Characterized Control Valve (CCV), 2", 3-way, Cv 37 ¦Valve Actuator, Spring return, AC 24...240 V / DC 24...125 V, On/Off | 1559.00
B348+AFRBUP-S | Characterized Control Valve | Water | Characterized Control Valve (CCV), 2", 3-way, Cv 37 ¦Valve Actuator, Spring return, AC 24...240 V / DC 24...125 V, On/Off, 2 x SPDT | 1670.00
B348+AFRX24 | Characterized Control Valve | Water | Characterized Control Valve (CCV), 2", 3-way, Cv 37 ¦Configurable Valve Actuator, Spring return, AC/DC 24 V, On/Off | 1477.00
B348+AFRX24 N4 | Characterized Control Valve | Water | Characterized Control Valve (CCV), 2", 3-way, Cv 37 ¦Valve Actuator, Spring return, AC/DC 24 V, On/Off, NEMA 4X | 2282.00
B348+AFRX24-MFT | Characterized Control Valve | Water | Characterized Control Valve (CCV), 2", 3-way, Cv 37 ¦Configurable Valve Actuator, Spring return, AC/DC 24 V, 2...10 V, MFT/programmable | 1736.00
B348+AFRX24-MFT N4 | Characterized Control Valve | Water | Characterized Control Valve (CCV), 2", 3-way, Cv 37 ¦Valve Actuator, Spring return, AC/DC 24 V, MFT/programmable, NEMA 4X | 2541.00
B348+AFRX24-MFT95 | Characterized Control Valve | Water | Characterized Control Valve (CCV), 2", 3-way, Cv 37 ¦Configurable Valve Actuator, Spring return, AC/DC 24 V, 0...135 Ω, MFT/programmable | 1733.00
B348+AFRX24-MFT-S | Characterized Control Valve | Water | Characterized Control Valve (CCV), 2", 3-way, Cv 37 ¦Configurable Valve Actuator, Spring return, AC/DC 24 V, 2...10 V, 2 x SPDT, MFT/programmable | 1848.00
B348+AFRX24-S | Characterized Control Valve | Water | Characterized Control Valve (CCV), 2", 3-way, Cv 37 ¦Configurable Valve Actuator, Spring return, AC/DC 24 V, On/Off, 2 x SPDT | 1588.00
B348+AFRXUP | Characterized Control Valve | Water | Characterized Control Valve (CCV), 2", 3-way, Cv 37 ¦Configurable Valve Actuator, Spring return, AC 24...240 V / DC 24...125 V, On/Off | 1559.00
B348+AFRXUP N4 | Characterized Control Valve | Water | Characterized Control Valve (CCV), 2", 3-way, Cv 37 ¦Valve Actuator, Spring return, AC 24...240 V / DC 24...125 V, On/Off, NEMA 4X | 2357.00
B348+AFRXUP-S | Characterized Control Valve | Water | Characterized Control Valve (CCV), 2", 3-way, Cv 37 ¦Configurable Valve Actuator, Spring return, AC 24...240 V / DC 24...125 V, On/Off, 2 x SPDT | 1670.00
B348+ARB24-3 | Characterized Control Valve | Water | Characterized Control Valve (CCV), 2", 3-way, Cv 37 ¦Valve Actuator, Non fail-safe, AC/DC 24 V, On/Off, Floating point | 1089.00
B348+ARB24-3-S | Characterized Control Valve | Water | Characterized Control Valve (CCV), 2", 3-way, Cv 37 ¦Valve Actuator, Non fail-safe, AC/DC 24 V, On/Off, Floating point, 1 x SPDT | 1217.00
B348+ARB24-SR | Characterized Control Valve | Water | Characterized Control Valve (CCV), 2", 3-way, Cv 37 ¦Valve Actuator, Non fail-safe, AC/DC 24 V, 2...10 V, modulating | 1244.00
B348+ARB24-SR-T | Characterized Control Valve | Water | Characterized Control Valve (CCV), 2", 3-way, Cv 37 ¦Valve Actuator, Non fail-safe, AC/DC 24 V, 2...10 V, terminals, modulating | 1222.00
B348+ARQX24-1 | Characterized Control Valve | Water | Characterized Control Valve (CCV), 2", 3-way, Cv 37 ¦Configurable Valve Actuator, Non fail-safe, AC/DC 24 V, On/Off | 1497.00
B348+ARQX24-MFT | Characterized Control Valve | Water | Characterized Control Valve (CCV), 2", 3-way, Cv 37 ¦Configurable Valve Actuator, Non fail-safe, AC/DC 24 V, 2...10 V, MFT/programmable | 1566.00
B348+ARX120-3 | Characterized Control Valve | Water | Characterized Control Valve (CCV), 2", 3-way, Cv 37 ¦Configurable Valve Actuator, Non fail-safe, AC 100...240 V, On/Off, Floating point | 1134.00
B348+ARX120-SR | Characterized Control Valve | Water | Characterized Control Valve (CCV), 2", 3-way, Cv 37 ¦Configurable Valve Actuator, Non fail-safe, AC 100...240 V, 2...10 V, modulating | 1284.00
B348+ARX24-3 | Characterized Control Valve | Water | Characterized Control Valve (CCV), 2", 3-way, Cv 37 ¦Configurable Valve Actuator, Non fail-safe, AC/DC 24 V, On/Off, Floating point | 1089.00
B348+ARX24-3-S | Characterized Control Valve | Water | Characterized Control Valve (CCV), 2", 3-way, Cv 37 ¦Configurable Valve Actuator, Non fail-safe, AC/DC 24 V, On/Off, Floating point, 1 x SPDT | 1217.00
B348+ARX24-3-T | Characterized Control Valve | Water | Characterized Control Valve (CCV), 2", 3-way, Cv 37 ¦Valve Actuator, Non fail-safe, AC/DC 24 V, On/Off, Floating point, terminals | 1073.00
B348+ARX24-3-T N4 | Characterized Control Valve | Water | Characterized Control Valve (CCV), 2", 3-way, Cv 37 ¦Configurable Valve Actuator, Non fail-safe, AC/DC 24 V, On/Off, Floating point, NEMA 4X, terminals | 1451.00
B348+ARX24-MFT | Characterized Control Valve | Water | Characterized Control Valve (CCV), 2", 3-way, Cv 37 ¦Configurable Valve Actuator, Non fail-safe, AC/DC 24 V, 2...10 V, MFT/programmable | 1325.00
B348+ARX24-MFT95 | Characterized Control Valve | Water | Characterized Control Valve (CCV), 2", 3-way, Cv 37 ¦Configurable Valve Actuator, Non fail-safe, AC/DC 24 V, 0...135 Ω, MFT/programmable | 1465.00
B348+ARX24-MFT-T N4 | Characterized Control Valve | Water | Characterized Control Valve (CCV), 2", 3-way, Cv 37 ¦Configurable Valve Actuator, Non fail-safe, AC/DC 24 V, 2...10 V, NEMA 4X, terminals | 1672.00
B348+ARX24-PC | Characterized Control Valve | Water | Characterized Control Valve (CCV), 2", 3-way, Cv 37 ¦Configurable Valve Actuator, Non fail-safe, AC/DC 24 V, 0...20 V PhC, modulating | 1465.00
B348+ARX24-SR | Characterized Control Valve | Water | Characterized Control Valve (CCV), 2", 3-way, Cv 37 ¦Configurable Valve Actuator, Non fail-safe, AC/DC 24 V, 2...10 V, modulating | 1244.00
B348+ARX24-SR-T | Characterized Control Valve | Water | Characterized Control Valve (CCV), 2", 3-way, Cv 37 ¦Configurable Valve Actuator, Non fail-safe, AC/DC 24 V, 2...10 V, terminals, modulating | 1222.00
B348+ARX24-SR-T N4 | Characterized Control Valve | Water | Characterized Control Valve (CCV), 2", 3-way, Cv 37 ¦Configurable Valve Actuator, Non fail-safe, AC/DC 24 V, 2...10 V, NEMA 4X, terminals | 1612.00
B349 | Characterized Control Valve | Water | Characterized Control Valve (CCV), 2", 3-way, Cv 46 | 668.00
B349+AFRB24 | Characterized Control Valve | Water | Characterized Control Valve (CCV), 2", 3-way, Cv 46 ¦Valve Actuator, Spring return, AC/DC 24 V, On/Off | 1479.00
B349+AFRB24-S | Characterized Control Valve | Water | Characterized Control Valve (CCV), 2", 3-way, Cv 46 ¦Valve Actuator, Spring return, AC/DC 24 V, On/Off, 2 x SPDT | 1590.00
B349+AFRB24-SR | Characterized Control Valve | Water | Characterized Control Valve (CCV), 2", 3-way, Cv 46 ¦Valve Actuator, Spring return, AC/DC 24 V, 2...10 V, modulating | 1688.00
B349+AFRBUP | Characterized Control Valve | Water | Characterized Control Valve (CCV), 2", 3-way, Cv 46 ¦Valve Actuator, Spring return, AC 24...240 V / DC 24...125 V, On/Off | 1559.00
B349+AFRBUP-S | Characterized Control Valve | Water | Characterized Control Valve (CCV), 2", 3-way, Cv 46 ¦Valve Actuator, Spring return, AC 24...240 V / DC 24...125 V, On/Off, 2 x SPDT | 1670.00
B349+AFRX24 | Characterized Control Valve | Water | Characterized Control Valve (CCV), 2", 3-way, Cv 46 ¦Configurable Valve Actuator, Spring return, AC/DC 24 V, On/Off | 1479.00
B349+AFRX24 N4 | Characterized Control Valve | Water | Characterized Control Valve (CCV), 2", 3-way, Cv 46 ¦Valve Actuator, Spring return, AC/DC 24 V, On/Off, NEMA 4X | 2284.00
B349+AFRX24-MFT | Characterized Control Valve | Water | Characterized Control Valve (CCV), 2", 3-way, Cv 46 ¦Configurable Valve Actuator, Spring return, AC/DC 24 V, 2...10 V, MFT/programmable | 1738.00
B349+AFRX24-MFT N4 | Characterized Control Valve | Water | Characterized Control Valve (CCV), 2", 3-way, Cv 46 ¦Valve Actuator, Spring return, AC/DC 24 V, MFT/programmable, NEMA 4X | 2543.00
B349+AFRX24-MFT95 | Characterized Control Valve | Water | Characterized Control Valve (CCV), 2", 3-way, Cv 46 ¦Configurable Valve Actuator, Spring return, AC/DC 24 V, 0...135 Ω, MFT/programmable | 1735.00
B349+AFRX24-MFT-S | Characterized Control Valve | Water | Characterized Control Valve (CCV), 2", 3-way, Cv 46 ¦Configurable Valve Actuator, Spring return, AC/DC 24 V, 2...10 V, 2 x SPDT, MFT/programmable | 1850.00
B349+AFRX24-S | Characterized Control Valve | Water | Characterized Control Valve (CCV), 2", 3-way, Cv 46 ¦Configurable Valve Actuator, Spring return, AC/DC 24 V, On/Off, 2 x SPDT | 1590.00
B349+AFRXUP | Characterized Control Valve | Water | Characterized Control Valve (CCV), 2", 3-way, Cv 46 ¦Configurable Valve Actuator, Spring return, AC 24...240 V / DC 24...125 V, On/Off | 1559.00
B349+AFRXUP N4 | Characterized Control Valve | Water | Characterized Control Valve (CCV), 2", 3-way, Cv 46 ¦Valve Actuator, Spring return, AC 24...240 V / DC 24...125 V, On/Off, NEMA 4X | 2357.00
B349+AFRXUP-S | Characterized Control Valve | Water | Characterized Control Valve (CCV), 2", 3-way, Cv 46 ¦Configurable Valve Actuator, Spring return, AC 24...240 V / DC 24...125 V, On/Off, 2 x SPDT | 1670.00
B349+ARB24-3 | Characterized Control Valve | Water | Characterized Control Valve (CCV), 2", 3-way, Cv 46 ¦Valve Actuator, Non fail-safe, AC/DC 24 V, On/Off, Floating point | 1089.00
B349+ARB24-3-S | Characterized Control Valve | Water | Characterized Control Valve (CCV), 2", 3-way, Cv 46 ¦Valve Actuator, Non fail-safe, AC/DC 24 V, On/Off, Floating point, 1 x SPDT | 1217.00
B349+ARB24-SR | Characterized Control Valve | Water | Characterized Control Valve (CCV), 2", 3-way, Cv 46 ¦Valve Actuator, Non fail-safe, AC/DC 24 V, 2...10 V, modulating | 1244.00
B349+ARB24-SR-T | Characterized Control Valve | Water | Characterized Control Valve (CCV), 2", 3-way, Cv 46 ¦Valve Actuator, Non fail-safe, AC/DC 24 V, 2...10 V, terminals, modulating | 1225.00
B349+ARQX24-1 | Characterized Control Valve | Water | Characterized Control Valve (CCV), 2", 3-way, Cv 46 ¦Configurable Valve Actuator, Non fail-safe, AC/DC 24 V, On/Off | 1499.00
B349+ARQX24-MFT | Characterized Control Valve | Water | Characterized Control Valve (CCV), 2", 3-way, Cv 46 ¦Configurable Valve Actuator, Non fail-safe, AC/DC 24 V, 2...10 V, MFT/programmable | 1568.00
B349+ARX120-3 | Characterized Control Valve | Water | Characterized Control Valve (CCV), 2", 3-way, Cv 46 ¦Configurable Valve Actuator, Non fail-safe, AC 100...240 V, On/Off, Floating point | 1134.00
B349+ARX120-SR | Characterized Control Valve | Water | Characterized Control Valve (CCV), 2", 3-way, Cv 46 ¦Configurable Valve Actuator, Non fail-safe, AC 100...240 V, 2...10 V, modulating | 1287.00
B349+ARX24-3 | Characterized Control Valve | Water | Characterized Control Valve (CCV), 2", 3-way, Cv 46 ¦Configurable Valve Actuator, Non fail-safe, AC/DC 24 V, On/Off, Floating point | 1089.00
B349+ARX24-3-S | Characterized Control Valve | Water | Characterized Control Valve (CCV), 2", 3-way, Cv 46 ¦Configurable Valve Actuator, Non fail-safe, AC/DC 24 V, On/Off, Floating point, 1 x SPDT | 1217.00
B349+ARX24-3-T | Characterized Control Valve | Water | Characterized Control Valve (CCV), 2", 3-way, Cv 46 ¦Valve Actuator, Non fail-safe, AC/DC 24 V, On/Off, Floating point, terminals | 1073.00
B349+ARX24-3-T N4 | Characterized Control Valve | Water | Characterized Control Valve (CCV), 2", 3-way, Cv 46 ¦Configurable Valve Actuator, Non fail-safe, AC/DC 24 V, On/Off, Floating point, NEMA 4X, terminals | 1453.00
B349+ARX24-MFT | Characterized Control Valve | Water | Characterized Control Valve (CCV), 2", 3-way, Cv 46 ¦Configurable Valve Actuator, Non fail-safe, AC/DC 24 V, 2...10 V, MFT/programmable | 1325.00
B349+ARX24-MFT95 | Characterized Control Valve | Water | Characterized Control Valve (CCV), 2", 3-way, Cv 46 ¦Configurable Valve Actuator, Non fail-safe, AC/DC 24 V, 0...135 Ω, MFT/programmable | 1468.00
B349+ARX24-MFT-T N4 | Characterized Control Valve | Water | Characterized Control Valve (CCV), 2", 3-way, Cv 46 ¦Configurable Valve Actuator, Non fail-safe, AC/DC 24 V, 2...10 V, NEMA 4X, terminals | 1683.00
B349+ARX24-PC | Characterized Control Valve | Water | Characterized Control Valve (CCV), 2", 3-way, Cv 46 ¦Configurable Valve Actuator, Non fail-safe, AC/DC 24 V, 0...20 V PhC, modulating | 1468.00
B349+ARX24-SR | Characterized Control Valve | Water | Characterized Control Valve (CCV), 2", 3-way, Cv 46 ¦Configurable Valve Actuator, Non fail-safe, AC/DC 24 V, 2...10 V, modulating | 1244.00
B349+ARX24-SR-T | Characterized Control Valve | Water | Characterized Control Valve (CCV), 2", 3-way, Cv 46 ¦Configurable Valve Actuator, Non fail-safe, AC/DC 24 V, 2...10 V, terminals, modulating | 1225.00
B349+ARX24-SR-T N4 | Characterized Control Valve | Water | Characterized Control Valve (CCV), 2", 3-way, Cv 46 ¦Configurable Valve Actuator, Non fail-safe, AC/DC 24 V, 2...10 V, NEMA 4X, terminals | 1615.00
B350 | Characterized Control Valve | Water | Characterized Control Valve (CCV), 2", 3-way, Cv 57 | 674.00
B350+AFRB24 | Characterized Control Valve | Water | Characterized Control Valve (CCV), 2", 3-way, Cv 57 ¦Valve Actuator, Spring return, AC/DC 24 V, On/Off | 1486.00
B350+AFRB24-S | Characterized Control Valve | Water | Characterized Control Valve (CCV), 2", 3-way, Cv 57 ¦Valve Actuator, Spring return, AC/DC 24 V, On/Off, 2 x SPDT | 1598.00
B350+AFRB24-SR | Characterized Control Valve | Water | Characterized Control Valve (CCV), 2", 3-way, Cv 57 ¦Valve Actuator, Spring return, AC/DC 24 V, 2...10 V, modulating | 1693.00
B350+AFRBUP | Characterized Control Valve | Water | Characterized Control Valve (CCV), 2", 3-way, Cv 57 ¦Valve Actuator, Spring return, AC 24...240 V / DC 24...125 V, On/Off | 1563.00
B350+AFRBUP-S | Characterized Control Valve | Water | Characterized Control Valve (CCV), 2", 3-way, Cv 57 ¦Valve Actuator, Spring return, AC 24...240 V / DC 24...125 V, On/Off, 2 x SPDT | 1673.00
B350+AFRX24 | Characterized Control Valve | Water | Characterized Control Valve (CCV), 2", 3-way, Cv 57 ¦Configurable Valve Actuator, Spring return, AC/DC 24 V, On/Off | 1486.00
B350+AFRX24 N4 | Characterized Control Valve | Water | Characterized Control Valve (CCV), 2", 3-way, Cv 57 ¦Valve Actuator, Spring return, AC/DC 24 V, On/Off, NEMA 4X | 2292.00
B350+AFRX24-MFT | Characterized Control Valve | Water | Characterized Control Valve (CCV), 2", 3-way, Cv 57 ¦Configurable Valve Actuator, Spring return, AC/DC 24 V, 2...10 V, MFT/programmable | 1744.00
B350+AFRX24-MFT N4 | Characterized Control Valve | Water | Characterized Control Valve (CCV), 2", 3-way, Cv 57 ¦Valve Actuator, Spring return, AC/DC 24 V, MFT/programmable, NEMA 4X | 2551.00
B350+AFRX24-MFT95 | Characterized Control Valve | Water | Characterized Control Valve (CCV), 2", 3-way, Cv 57 ¦Configurable Valve Actuator, Spring return, AC/DC 24 V, 0...135 Ω, MFT/programmable | 1739.00
B350+AFRX24-MFT-S | Characterized Control Valve | Water | Characterized Control Valve (CCV), 2", 3-way, Cv 57 ¦Configurable Valve Actuator, Spring return, AC/DC 24 V, 2...10 V, 2 x SPDT, MFT/programmable | 1855.00
B350+AFRX24-S | Characterized Control Valve | Water | Characterized Control Valve (CCV), 2", 3-way, Cv 57 ¦Configurable Valve Actuator, Spring return, AC/DC 24 V, On/Off, 2 x SPDT | 1598.00
B350+AFRXUP | Characterized Control Valve | Water | Characterized Control Valve (CCV), 2", 3-way, Cv 57 ¦Configurable Valve Actuator, Spring return, AC 24...240 V / DC 24...125 V, On/Off | 1563.00
B350+AFRXUP N4 | Characterized Control Valve | Water | Characterized Control Valve (CCV), 2", 3-way, Cv 57 ¦Valve Actuator, Spring return, AC 24...240 V / DC 24...125 V, On/Off, NEMA 4X | 2360.00
B350+AFRXUP-S | Characterized Control Valve | Water | Characterized Control Valve (CCV), 2", 3-way, Cv 57 ¦Configurable Valve Actuator, Spring return, AC 24...240 V / DC 24...125 V, On/Off, 2 x SPDT | 1673.00
B350+ARB24-3 | Characterized Control Valve | Water | Characterized Control Valve (CCV), 2", 3-way, Cv 57 ¦Valve Actuator, Non fail-safe, AC/DC 24 V, On/Off, Floating point | 1095.00
B350+ARB24-3-S | Characterized Control Valve | Water | Characterized Control Valve (CCV), 2", 3-way, Cv 57 ¦Valve Actuator, Non fail-safe, AC/DC 24 V, On/Off, Floating point, 1 x SPDT | 1225.00
B350+ARB24-SR | Characterized Control Valve | Water | Characterized Control Valve (CCV), 2", 3-way, Cv 57 ¦Valve Actuator, Non fail-safe, AC/DC 24 V, 2...10 V, modulating | 1253.00
B350+ARB24-SR-T | Characterized Control Valve | Water | Characterized Control Valve (CCV), 2", 3-way, Cv 57 ¦Valve Actuator, Non fail-safe, AC/DC 24 V, 2...10 V, terminals, modulating | 1229.00
B350+ARQX24-1 | Characterized Control Valve | Water | Characterized Control Valve (CCV), 2", 3-way, Cv 57 ¦Configurable Valve Actuator, Non fail-safe, AC/DC 24 V, On/Off | 1505.00
B350+ARQX24-MFT | Characterized Control Valve | Water | Characterized Control Valve (CCV), 2", 3-way, Cv 57 ¦Configurable Valve Actuator, Non fail-safe, AC/DC 24 V, 2...10 V, MFT/programmable | 1572.00
B350+ARX120-3 | Characterized Control Valve | Water | Characterized Control Valve (CCV), 2", 3-way, Cv 57 ¦Configurable Valve Actuator, Non fail-safe, AC 100...240 V, On/Off, Floating point | 1139.00
B350+ARX120-SR | Characterized Control Valve | Water | Characterized Control Valve (CCV), 2", 3-way, Cv 57 ¦Configurable Valve Actuator, Non fail-safe, AC 100...240 V, 2...10 V, modulating | 1291.00
B350+ARX24-3 | Characterized Control Valve | Water | Characterized Control Valve (CCV), 2", 3-way, Cv 57 ¦Configurable Valve Actuator, Non fail-safe, AC/DC 24 V, On/Off, Floating point | 1095.00
B350+ARX24-3-S | Characterized Control Valve | Water | Characterized Control Valve (CCV), 2", 3-way, Cv 57 ¦Configurable Valve Actuator, Non fail-safe, AC/DC 24 V, On/Off, Floating point, 1 x SPDT | 1225.00
B350+ARX24-3-T | Characterized Control Valve | Water | Characterized Control Valve (CCV), 2", 3-way, Cv 57 ¦Valve Actuator, Non fail-safe, AC/DC 24 V, On/Off, Floating point, terminals | 1077.00
B350+ARX24-3-T N4 | Characterized Control Valve | Water | Characterized Control Valve (CCV), 2", 3-way, Cv 57 ¦Configurable Valve Actuator, Non fail-safe, AC/DC 24 V, On/Off, Floating point, NEMA 4X, terminals | 1459.00
B350+ARX24-MFT | Characterized Control Valve | Water | Characterized Control Valve (CCV), 2", 3-way, Cv 57 ¦Configurable Valve Actuator, Non fail-safe, AC/DC 24 V, 2...10 V, MFT/programmable | 1331.00
B350+ARX24-MFT95 | Characterized Control Valve | Water | Characterized Control Valve (CCV), 2", 3-way, Cv 57 ¦Configurable Valve Actuator, Non fail-safe, AC/DC 24 V, 0...135 Ω, MFT/programmable | 1473.00
B350+ARX24-MFT-T N4 | Characterized Control Valve | Water | Characterized Control Valve (CCV), 2", 3-way, Cv 57 ¦Configurable Valve Actuator, Non fail-safe, AC/DC 24 V, 2...10 V, NEMA 4X, terminals | 1687.00
B350+ARX24-PC | Characterized Control Valve | Water | Characterized Control Valve (CCV), 2", 3-way, Cv 57 ¦Configurable Valve Actuator, Non fail-safe, AC/DC 24 V, 0...20 V PhC, modulating | 1473.00
B350+ARX24-SR | Characterized Control Valve | Water | Characterized Control Valve (CCV), 2", 3-way, Cv 57 ¦Configurable Valve Actuator, Non fail-safe, AC/DC 24 V, 2...10 V, modulating | 1253.00
B350+ARX24-SR-T | Characterized Control Valve | Water | Characterized Control Valve (CCV), 2", 3-way, Cv 57 ¦Configurable Valve Actuator, Non fail-safe, AC/DC 24 V, 2...10 V, terminals, modulating | 1229.00
B350+ARX24-SR-T N4 | Characterized Control Valve | Water | Characterized Control Valve (CCV), 2", 3-way, Cv 57 ¦Configurable Valve Actuator, Non fail-safe, AC/DC 24 V, 2...10 V, NEMA 4X, terminals | 1620.00
B350L+AFRB24 | Characterized Control Valve | Water | Ball Valve (BV), 2", 3-way, Cv 87 ¦Valve Actuator, Spring return, AC/DC 24 V, On/Off | 2668.00
B350L+AFRBUP | Ball Valve - VS | Water | Ball Valve (BV), 2", 3-way, Cv 87 ¦Valve Actuator, Spring return, AC 24...240 V / DC 24...125 V, On/Off | 2626.00
B350L+AFRBUP-S | Characterized Control Valve | Water | Ball Valve (BV), 2", 3-way, Cv 87 ¦Valve Actuator, Spring return, AC 24...240 V / DC 24...125 V, On/Off, 2 x SPDT | 2740.00
B350L+AFRX24-MFT | Ball Valve - VS | Water | Ball Valve (BV), 2", 3-way, Cv 87 ¦Configurable Valve Actuator, Spring return, AC/DC 24 V, 2...10 V, MFT/programmable | 3124.00
B350L+AFRX24-MFT N4 | Ball Valve - VS | Water | Ball Valve (BV), 2", 3-way, Cv 87 ¦Valve Actuator, Spring return, AC/DC 24 V, MFT/programmable, NEMA 4X | 3643.00
B350L+AFRX24-MFT-S | Characterized Control Valve | Water | Ball Valve (BV), 2", 3-way, Cv 87 ¦Configurable Valve Actuator, Spring return, AC/DC 24 V, 2...10 V, 2 x SPDT, MFT/programmable | 3240.00
B350L+AFRX24-MFT-S N4 | Ball Valve - VS | Water | Ball Valve (BV), 2", 3-way, Cv 87 ¦Valve Actuator, Spring return, AC/DC 24 V, MFT/programmable, 2 x SPDT, NEMA 4X | 3663.00
B350L+AFRXUP N4 | Ball Valve - VS | Water | Ball Valve (BV), 2", 3-way, Cv 87 ¦Valve Actuator, Spring return, AC 24...240 V / DC 24...125 V, On/Off, NEMA 4X | 3049.00
B350L+AFRXUP-S N4 | Ball Valve - VS | Water | Ball Valve (BV), 2", 3-way, Cv 87 ¦Valve Actuator, Spring return, AC 24...240 V / DC 24...125 V, On/Off, 2 x SPDT, NEMA 4X | 3165.00
B350L+ARB24-3 | Ball Valve - VS | Water | Ball Valve (BV), 2", 3-way, Cv 87 ¦Valve Actuator, Non fail-safe, AC/DC 24 V, On/Off, Floating point | 2051.00
B350L+ARB24-3-S | Characterized Control Valve | Water | Ball Valve (BV), 2", 3-way, Cv 87 ¦Valve Actuator, Non fail-safe, AC/DC 24 V, On/Off, Floating point, 1 x SPDT | 2185.00
B350L+ARX24-MFT | Ball Valve - VS | Water | Ball Valve (BV), 2", 3-way, Cv 87 ¦Configurable Valve Actuator, Non fail-safe, AC/DC 24 V, 2...10 V, MFT/programmable | 2398.00
B351 | Characterized Control Valve | Water | Characterized Control Valve (CCV), 2", 3-way, Cv 68 | 931.00
B351+AFRB24 | Characterized Control Valve | Water | Characterized Control Valve (CCV), 2", 3-way, Cv 68 ¦Valve Actuator, Spring return, AC/DC 24 V, On/Off | 1695.00
B351+AFRB24-S | Characterized Control Valve | Water | Characterized Control Valve (CCV), 2", 3-way, Cv 68 ¦Valve Actuator, Spring return, AC/DC 24 V, On/Off, 2 x SPDT | 1807.00
B351+AFRB24-SR | Characterized Control Valve | Water | Characterized Control Valve (CCV), 2", 3-way, Cv 68 ¦Valve Actuator, Spring return, AC/DC 24 V, 2...10 V, modulating | 1901.00
B351+AFRBUP | Characterized Control Valve | Water | Characterized Control Valve (CCV), 2", 3-way, Cv 68 ¦Valve Actuator, Spring return, AC 24...240 V / DC 24...125 V, On/Off | 1777.00
B351+AFRBUP-S | Characterized Control Valve | Water | Characterized Control Valve (CCV), 2", 3-way, Cv 68 ¦Valve Actuator, Spring return, AC 24...240 V / DC 24...125 V, On/Off, 2 x SPDT | 1889.00
B351+AFRX24 | Characterized Control Valve | Water | Characterized Control Valve (CCV), 2", 3-way, Cv 68 ¦Configurable Valve Actuator, Spring return, AC/DC 24 V, On/Off | 1695.00
B351+AFRX24 N4 | Characterized Control Valve | Water | Characterized Control Valve (CCV), 2", 3-way, Cv 68 ¦Valve Actuator, Spring return, AC/DC 24 V, On/Off, NEMA 4X | 2500.00
B351+AFRX24-MFT | Characterized Control Valve | Water | Characterized Control Valve (CCV), 2", 3-way, Cv 68 ¦Configurable Valve Actuator, Spring return, AC/DC 24 V, 2...10 V, MFT/programmable | 1953.00
B351+AFRX24-MFT N4 | Characterized Control Valve | Water | Characterized Control Valve (CCV), 2", 3-way, Cv 68 ¦Valve Actuator, Spring return, AC/DC 24 V, MFT/programmable, NEMA 4X | 2762.00
B351+AFRX24-MFT95 | Characterized Control Valve | Water | Characterized Control Valve (CCV), 2", 3-way, Cv 68 ¦Configurable Valve Actuator, Spring return, AC/DC 24 V, 0...135 Ω, MFT/programmable | 1999.00
B351+AFRX24-MFT-S | Characterized Control Valve | Water | Characterized Control Valve (CCV), 2", 3-way, Cv 68 ¦Configurable Valve Actuator, Spring return, AC/DC 24 V, 2...10 V, 2 x SPDT, MFT/programmable | 2063.00
B351+AFRX24-S | Characterized Control Valve | Water | Characterized Control Valve (CCV), 2", 3-way, Cv 68 ¦Configurable Valve Actuator, Spring return, AC/DC 24 V, On/Off, 2 x SPDT | 1807.00
B351+AFRXUP | Characterized Control Valve | Water | Characterized Control Valve (CCV), 2", 3-way, Cv 68 ¦Configurable Valve Actuator, Spring return, AC 24...240 V / DC 24...125 V, On/Off | 1777.00
B351+AFRXUP N4 | Characterized Control Valve | Water | Characterized Control Valve (CCV), 2", 3-way, Cv 68 ¦Valve Actuator, Spring return, AC 24...240 V / DC 24...125 V, On/Off, NEMA 4X | 2574.00
B351+AFRXUP-S | Characterized Control Valve | Water | Characterized Control Valve (CCV), 2", 3-way, Cv 68 ¦Configurable Valve Actuator, Spring return, AC 24...240 V / DC 24...125 V, On/Off, 2 x SPDT | 1889.00
B351+ARB24-3 | Characterized Control Valve | Water | Characterized Control Valve (CCV), 2", 3-way, Cv 68 ¦Valve Actuator, Non fail-safe, AC/DC 24 V, On/Off, Floating point | 1103.00
B351+ARB24-3-S | Characterized Control Valve | Water | Characterized Control Valve (CCV), 2", 3-way, Cv 68 ¦Valve Actuator, Non fail-safe, AC/DC 24 V, On/Off, Floating point, 1 x SPDT | 1232.00
B351+ARB24-SR | Characterized Control Valve | Water | Characterized Control Valve (CCV), 2", 3-way, Cv 68 ¦Valve Actuator, Non fail-safe, AC/DC 24 V, 2...10 V, modulating | 1260.00
B351+ARB24-SR-T | Characterized Control Valve | Water | Characterized Control Valve (CCV), 2", 3-way, Cv 68 ¦Valve Actuator, Non fail-safe, AC/DC 24 V, 2...10 V, terminals, modulating | 1239.00
B351+ARQX24-1 | Characterized Control Valve | Water | Characterized Control Valve (CCV), 2", 3-way, Cv 68 ¦Configurable Valve Actuator, Non fail-safe, AC/DC 24 V, On/Off | 1512.00
B351+ARQX24-MFT | Characterized Control Valve | Water | Characterized Control Valve (CCV), 2", 3-way, Cv 68 ¦Configurable Valve Actuator, Non fail-safe, AC/DC 24 V, 2...10 V, MFT/programmable | 1581.00
B351+ARX120-3 | Characterized Control Valve | Water | Characterized Control Valve (CCV), 2", 3-way, Cv 68 ¦Configurable Valve Actuator, Non fail-safe, AC 100...240 V, On/Off, Floating point | 1146.00
B351+ARX120-SR | Characterized Control Valve | Water | Characterized Control Valve (CCV), 2", 3-way, Cv 68 ¦Configurable Valve Actuator, Non fail-safe, AC 100...240 V, 2...10 V, modulating | 1300.00
B351+ARX24-3 | Characterized Control Valve | Water | Characterized Control Valve (CCV), 2", 3-way, Cv 68 ¦Configurable Valve Actuator, Non fail-safe, AC/DC 24 V, On/Off, Floating point | 1103.00
B351+ARX24-3-S | Characterized Control Valve | Water | Characterized Control Valve (CCV), 2", 3-way, Cv 68 ¦Configurable Valve Actuator, Non fail-safe, AC/DC 24 V, On/Off, Floating point, 1 x SPDT | 1232.00
B351+ARX24-3-T | Characterized Control Valve | Water | Characterized Control Valve (CCV), 2", 3-way, Cv 68 ¦Valve Actuator, Non fail-safe, AC/DC 24 V, On/Off, Floating point, terminals | 1086.00
B351+ARX24-3-T N4 | Characterized Control Valve | Water | Characterized Control Valve (CCV), 2", 3-way, Cv 68 ¦Configurable Valve Actuator, Non fail-safe, AC/DC 24 V, On/Off, Floating point, NEMA 4X, terminals | 1465.00
B351+ARX24-MFT | Characterized Control Valve | Water | Characterized Control Valve (CCV), 2", 3-way, Cv 68 ¦Configurable Valve Actuator, Non fail-safe, AC/DC 24 V, 2...10 V, MFT/programmable | 1338.00
B351+ARX24-MFT95 | Characterized Control Valve | Water | Characterized Control Valve (CCV), 2", 3-way, Cv 68 ¦Configurable Valve Actuator, Non fail-safe, AC/DC 24 V, 0...135 Ω, MFT/programmable | 1459.00
B351+ARX24-MFT-T N4 | Characterized Control Valve | Water | Characterized Control Valve (CCV), 2", 3-way, Cv 68 ¦Configurable Valve Actuator, Non fail-safe, AC/DC 24 V, 2...10 V, NEMA 4X, terminals | 1689.00
B351+ARX24-SR | Characterized Control Valve | Water | Characterized Control Valve (CCV), 2", 3-way, Cv 68 ¦Configurable Valve Actuator, Non fail-safe, AC/DC 24 V, 2...10 V, modulating | 1260.00
B351+ARX24-SR-T | Characterized Control Valve | Water | Characterized Control Valve (CCV), 2", 3-way, Cv 68 ¦Configurable Valve Actuator, Non fail-safe, AC/DC 24 V, 2...10 V, terminals, modulating | 1239.00
B351+ARX24-SR-T N4 | Characterized Control Valve | Water | Characterized Control Valve (CCV), 2", 3-way, Cv 68 ¦Configurable Valve Actuator, Non fail-safe, AC/DC 24 V, 2...10 V, NEMA 4X, terminals | 1627.00
B352 | Characterized Control Valve | Water | Characterized Control Valve (CCV), 2", 3-way, Cv 83 | 990.00
B352+AFRB24 | Characterized Control Valve | Water | Characterized Control Valve (CCV), 2", 3-way, Cv 83 ¦Valve Actuator, Spring return, AC/DC 24 V, On/Off | 1770.00
B352+AFRB24-S | Characterized Control Valve | Water | Characterized Control Valve (CCV), 2", 3-way, Cv 83 ¦Valve Actuator, Spring return, AC/DC 24 V, On/Off, 2 x SPDT | 1882.00
B352+AFRB24-SR | Characterized Control Valve | Water | Characterized Control Valve (CCV), 2", 3-way, Cv 83 ¦Valve Actuator, Spring return, AC/DC 24 V, 2...10 V, modulating | 1977.00
B352+AFRBUP | Characterized Control Valve | Water | Characterized Control Valve (CCV), 2", 3-way, Cv 83 ¦Valve Actuator, Spring return, AC 24...240 V / DC 24...125 V, On/Off | 1852.00
B352+AFRBUP-S | Characterized Control Valve | Water | Characterized Control Valve (CCV), 2", 3-way, Cv 83 ¦Valve Actuator, Spring return, AC 24...240 V / DC 24...125 V, On/Off, 2 x SPDT | 1963.00
B352+AFRX24 | Characterized Control Valve | Water | Characterized Control Valve (CCV), 2", 3-way, Cv 83 ¦Configurable Valve Actuator, Spring return, AC/DC 24 V, On/Off | 1770.00
B352+AFRX24 N4 | Characterized Control Valve | Water | Characterized Control Valve (CCV), 2", 3-way, Cv 83 ¦Valve Actuator, Spring return, AC/DC 24 V, On/Off, NEMA 4X | 2574.00
B352+AFRX24-MFT | Characterized Control Valve | Water | Characterized Control Valve (CCV), 2", 3-way, Cv 83 ¦Configurable Valve Actuator, Spring return, AC/DC 24 V, 2...10 V, MFT/programmable | 2028.00
B352+AFRX24-MFT N4 | Characterized Control Valve | Water | Characterized Control Valve (CCV), 2", 3-way, Cv 83 ¦Valve Actuator, Spring return, AC/DC 24 V, MFT/programmable, NEMA 4X | 2835.00
B352+AFRX24-MFT95 | Characterized Control Valve | Water | Characterized Control Valve (CCV), 2", 3-way, Cv 83 ¦Configurable Valve Actuator, Spring return, AC/DC 24 V, 0...135 Ω, MFT/programmable | 2072.00
B352+AFRX24-MFT-S | Characterized Control Valve | Water | Characterized Control Valve (CCV), 2", 3-way, Cv 83 ¦Configurable Valve Actuator, Spring return, AC/DC 24 V, 2...10 V, 2 x SPDT, MFT/programmable | 2138.00
B352+AFRX24-S | Characterized Control Valve | Water | Characterized Control Valve (CCV), 2", 3-way, Cv 83 ¦Configurable Valve Actuator, Spring return, AC/DC 24 V, On/Off, 2 x SPDT | 1882.00
B352+AFRXUP | Characterized Control Valve | Water | Characterized Control Valve (CCV), 2", 3-way, Cv 83 ¦Configurable Valve Actuator, Spring return, AC 24...240 V / DC 24...125 V, On/Off | 1852.00
B352+AFRXUP N4 | Characterized Control Valve | Water | Characterized Control Valve (CCV), 2", 3-way, Cv 83 ¦Valve Actuator, Spring return, AC 24...240 V / DC 24...125 V, On/Off, NEMA 4X | 2659.00
B352+AFRXUP-S | Characterized Control Valve | Water | Characterized Control Valve (CCV), 2", 3-way, Cv 83 ¦Configurable Valve Actuator, Spring return, AC 24...240 V / DC 24...125 V, On/Off, 2 x SPDT | 1963.00
B352+ARB24-3 | Characterized Control Valve | Water | Characterized Control Valve (CCV), 2", 3-way, Cv 83 ¦Valve Actuator, Non fail-safe, AC/DC 24 V, On/Off, Floating point | 1124.00
B352+ARB24-3-S | Characterized Control Valve | Water | Characterized Control Valve (CCV), 2", 3-way, Cv 83 ¦Valve Actuator, Non fail-safe, AC/DC 24 V, On/Off, Floating point, 1 x SPDT | 1253.00
B352+ARB24-SR | Characterized Control Valve | Water | Characterized Control Valve (CCV), 2", 3-way, Cv 83 ¦Valve Actuator, Non fail-safe, AC/DC 24 V, 2...10 V, modulating | 1271.00
B352+ARB24-SR-T | Characterized Control Valve | Water | Characterized Control Valve (CCV), 2", 3-way, Cv 83 ¦Valve Actuator, Non fail-safe, AC/DC 24 V, 2...10 V, terminals, modulating | 1248.00
B352+ARQX24-1 | Characterized Control Valve | Water | Characterized Control Valve (CCV), 2", 3-way, Cv 83 ¦Configurable Valve Actuator, Non fail-safe, AC/DC 24 V, On/Off | 1521.00
B352+ARQX24-MFT | Characterized Control Valve | Water | Characterized Control Valve (CCV), 2", 3-way, Cv 83 ¦Configurable Valve Actuator, Non fail-safe, AC/DC 24 V, 2...10 V, MFT/programmable | 1590.00
B352+ARX120-3 | Characterized Control Valve | Water | Characterized Control Valve (CCV), 2", 3-way, Cv 83 ¦Configurable Valve Actuator, Non fail-safe, AC 100...240 V, On/Off, Floating point | 1158.00
B352+ARX120-SR | Characterized Control Valve | Water | Characterized Control Valve (CCV), 2", 3-way, Cv 83 ¦Configurable Valve Actuator, Non fail-safe, AC 100...240 V, 2...10 V, modulating | 1308.00
B352+ARX24-3 | Characterized Control Valve | Water | Characterized Control Valve (CCV), 2", 3-way, Cv 83 ¦Configurable Valve Actuator, Non fail-safe, AC/DC 24 V, On/Off, Floating point | 1124.00
B352+ARX24-3-S | Characterized Control Valve | Water | Characterized Control Valve (CCV), 2", 3-way, Cv 83 ¦Configurable Valve Actuator, Non fail-safe, AC/DC 24 V, On/Off, Floating point, 1 x SPDT | 1253.00
B352+ARX24-3-T | Characterized Control Valve | Water | Characterized Control Valve (CCV), 2", 3-way, Cv 83 ¦Valve Actuator, Non fail-safe, AC/DC 24 V, On/Off, Floating point, terminals | 1095.00
B352+ARX24-3-T N4 | Characterized Control Valve | Water | Characterized Control Valve (CCV), 2", 3-way, Cv 83 ¦Configurable Valve Actuator, Non fail-safe, AC/DC 24 V, On/Off, Floating point, NEMA 4X, terminals | 1470.00
B352+ARX24-MFT | Characterized Control Valve | Water | Characterized Control Valve (CCV), 2", 3-way, Cv 83 ¦Configurable Valve Actuator, Non fail-safe, AC/DC 24 V, 2...10 V, MFT/programmable | 1382.00
B352+ARX24-MFT95 | Characterized Control Valve | Water | Characterized Control Valve (CCV), 2", 3-way, Cv 83 ¦Configurable Valve Actuator, Non fail-safe, AC/DC 24 V, 0...135 Ω, MFT/programmable | 1459.00
B352+ARX24-MFT-T N4 | Characterized Control Valve | Water | Characterized Control Valve (CCV), 2", 3-way, Cv 83 ¦Configurable Valve Actuator, Non fail-safe, AC/DC 24 V, 2...10 V, NEMA 4X, terminals | 1693.00
B352+ARX24-SR | Characterized Control Valve | Water | Characterized Control Valve (CCV), 2", 3-way, Cv 83 ¦Configurable Valve Actuator, Non fail-safe, AC/DC 24 V, 2...10 V, modulating | 1271.00
B352+ARX24-SR-T | Characterized Control Valve | Water | Characterized Control Valve (CCV), 2", 3-way, Cv 83 ¦Configurable Valve Actuator, Non fail-safe, AC/DC 24 V, 2...10 V, terminals, modulating | 1248.00
B352+ARX24-SR-T N4 | Characterized Control Valve | Water | Characterized Control Valve (CCV), 2", 3-way, Cv 83 ¦Configurable Valve Actuator, Non fail-safe, AC/DC 24 V, 2...10 V, NEMA 4X, terminals | 1634.00
B61000VB-1550+SY4-120MFT | Ball Valve - VB | Water | Ball Valve (VB), 10", 2-way, ANSI Class 150, Cv 1550 ¦Configurable Valve Actuator, Non fail-safe, AC 120 V, 2...10 V, 2 x SPDT, MFT/programmable | 39678.00
B61000VB-1550+SY4-230MFT | Ball Valve - VB | Water | Ball Valve (VB), 10", 2-way, ANSI Class 150, Cv 1550 ¦Configurable Valve Actuator, Non fail-safe, AC 230 V, 2...10 V, 2 x SPDT, MFT/programmable | 39678.00
B61000VB-1550+SY4-24MFT | Ball Valve - VB | Water | Ball Valve (VB), 10", 2-way, ANSI Class 150, Cv 1550 ¦Configurable Valve Actuator, Non fail-safe, AC/DC 24 V, 2...10 V, 2 x SPDT, MFT/programmable | 39678.00
B61200VB-1905+SY4-120MFT | Ball Valve - VB | Water | Ball Valve (VB), 12", 2-way, ANSI Class 150, Cv 1905 ¦Configurable Valve Actuator, Non fail-safe, AC 120 V, 2...10 V, 2 x SPDT, MFT/programmable | 58997.00
B61200VB-1905+SY4-230MFT | Ball Valve - VB | Water | Ball Valve (VB), 12", 2-way, ANSI Class 150, Cv 1905 ¦Configurable Valve Actuator, Non fail-safe, AC 230 V, 2...10 V, 2 x SPDT, MFT/programmable | 58997.00
B61200VB-1905+SY4-24MFT | Ball Valve - VB | Water | Ball Valve (VB), 12", 2-way, ANSI Class 150, Cv 1905 ¦Configurable Valve Actuator, Non fail-safe, AC/DC 24 V, 2...10 V, 2 x SPDT, MFT/programmable | 58997.00
B6250S-070+AFRX24 | Characterized Control Valve | Water | Characterized Control Valve (CCV), 2 1/2", 2-way, ANSI Class 125, Cv 70 ¦Configurable Valve Actuator, Spring return, AC/DC 24 V, On/Off | 2209.00
B6250S-070+AFRX24 N4 | Characterized Control Valve | Water | Characterized Control Valve (CCV), 2 1/2", 2-way, ANSI Class 125, Cv 70 ¦Valve Actuator, Spring return, AC/DC 24 V, On/Off, NEMA 4X | 2972.00
B6250S-070+AFRX24-MFT | Characterized Control Valve | Water | Characterized Control Valve (CCV), 2 1/2", 2-way, ANSI Class 125, Cv 70 ¦Configurable Valve Actuator, Spring return, AC/DC 24 V, 2...10 V, MFT/programmable | 2495.00
B6250S-070+AFRX24-MFT N4 | Characterized Control Valve | Water | Characterized Control Valve (CCV), 2 1/2", 2-way, ANSI Class 125, Cv 70 ¦Valve Actuator, Spring return, AC/DC 24 V, MFT/programmable, NEMA 4X | 3437.00
B6250S-070+AFRX24-MFT-S | Characterized Control Valve | Water | Characterized Control Valve (CCV), 2 1/2", 2-way, ANSI Class 125, Cv 70 ¦Configurable Valve Actuator, Spring return, AC/DC 24 V, 2...10 V, 2 x SPDT, MFT/programmable | 2608.00
B6250S-070+AFRX24-S | Characterized Control Valve | Water | Characterized Control Valve (CCV), 2 1/2", 2-way, ANSI Class 125, Cv 70 ¦Configurable Valve Actuator, Spring return, AC/DC 24 V, On/Off, 2 x SPDT | 2291.00
B6250S-070+AFRXUP | Characterized Control Valve | Water | Characterized Control Valve (CCV), 2 1/2", 2-way, ANSI Class 125, Cv 70 ¦Configurable Valve Actuator, Spring return, AC 24...240 V / DC 24...125 V, On/Off | 2246.00
B6250S-070+AFRXUP-S | Characterized Control Valve | Water | Characterized Control Valve (CCV), 2 1/2", 2-way, ANSI Class 125, Cv 70 ¦Configurable Valve Actuator, Spring return, AC 24...240 V / DC 24...125 V, On/Off, 2 x SPDT | 2359.00
B6250S-070+AFRXUP-S N4 | Characterized Control Valve | Water | Characterized Control Valve (CCV), 2 1/2", 2-way, ANSI Class 125, Cv 70 ¦Valve Actuator, Spring return, AC 24...240 V / DC 24...125 V, On/Off, 2 x SPDT, NEMA 4X | 3302.00
B6250S-070+ARB24-3-5-14 | Characterized Control Valve | Water | Characterized Control Valve (CCV), 2 1/2", 2-way, ANSI Class 125, Cv 70 ¦Valve Actuator, Non fail-safe, AC/DC 24 V, On/Off, Floating point | 2167.00
B6250S-070+ARX120-3 | Characterized Control Valve | Water | Characterized Control Valve (CCV), 2 1/2", 2-way, ANSI Class 125, Cv 70 ¦Configurable Valve Actuator, Non fail-safe, AC 100...240 V, On/Off, Floating point | 2211.00
B6250S-070+ARX120-SR | Characterized Control Valve | Water | Characterized Control Valve (CCV), 2 1/2", 2-way, ANSI Class 125, Cv 70 ¦Configurable Valve Actuator, Non fail-safe, AC 100...240 V, 2...10 V, modulating | 2946.00
B6250S-070+ARX24-3-S | Characterized Control Valve | Water | Characterized Control Valve (CCV), 2 1/2", 2-way, ANSI Class 125, Cv 70 ¦Configurable Valve Actuator, Non fail-safe, AC/DC 24 V, On/Off, Floating point, 1 x SPDT | 2240.00
B6250S-070+ARX24-3-T N4 | Characterized Control Valve | Water | Characterized Control Valve (CCV), 2 1/2", 2-way, ANSI Class 125, Cv 70 ¦Configurable Valve Actuator, Non fail-safe, AC/DC 24 V, On/Off, Floating point, NEMA 4X, terminals | 2926.00
B6250S-070+ARX24-MFT | Characterized Control Valve | Water | Characterized Control Valve (CCV), 2 1/2", 2-way, ANSI Class 125, Cv 70 ¦Configurable Valve Actuator, Non fail-safe, AC/DC 24 V, 2...10 V, MFT/programmable | 2300.00
B6250S-070+ARX24-MFT-T N4 | Characterized Control Valve | Water | Characterized Control Valve (CCV), 2 1/2", 2-way, ANSI Class 125, Cv 70 ¦Configurable Valve Actuator, Non fail-safe, AC/DC 24 V, 2...10 V, NEMA 4X, terminals | 3204.00
B6250S-070-250+AFRX24 | Characterized Control Valve | Water | Characterized Control Valve (CCV), 2 1/2", 2-way, ANSI Class 250, Cv 70 ¦Configurable Valve Actuator, Spring return, AC/DC 24 V, On/Off | 2744.00
B6250S-070-250+AFRX24 N4 | Characterized Control Valve | Water | Characterized Control Valve (CCV), 2 1/2", 2-way, ANSI Class 250, Cv 70 ¦Valve Actuator, Spring return, AC/DC 24 V, On/Off, NEMA 4X | 3762.00
B6250S-070-250+AFRX24-MFT | Characterized Control Valve | Water | Characterized Control Valve (CCV), 2 1/2", 2-way, ANSI Class 250, Cv 70 ¦Configurable Valve Actuator, Spring return, AC/DC 24 V, 2...10 V, MFT/programmable | 2910.00
B6250S-070-250+AFRX24-MFT N4 | Characterized Control Valve | Water | Characterized Control Valve (CCV), 2 1/2", 2-way, ANSI Class 250, Cv 70 ¦Valve Actuator, Spring return, AC/DC 24 V, MFT/programmable, NEMA 4X | 4352.00
B6250S-070-250+ARB24-3-5-14 | Characterized Control Valve | Water | Characterized Control Valve (CCV), 2 1/2", 2-way, ANSI Class 250, Cv 70 ¦Valve Actuator, Non fail-safe, AC/DC 24 V, On/Off, Floating point | 2744.00
B6250S-070-250+ARX24-3-T N4 | Characterized Control Valve | Water | Characterized Control Valve (CCV), 2 1/2", 2-way, ANSI Class 250, Cv 70 ¦Configurable Valve Actuator, Non fail-safe, AC/DC 24 V, On/Off, Floating point, NEMA 4X, terminals | 3704.00
B6250S-070-250+ARX24-MFT | Characterized Control Valve | Water | Characterized Control Valve (CCV), 2 1/2", 2-way, ANSI Class 250, Cv 70 ¦Configurable Valve Actuator, Non fail-safe, AC/DC 24 V, 2...10 V, MFT/programmable | 2910.00
B6250S-070-250+ARX24-MFT-T N4 | Characterized Control Valve | Water | Characterized Control Valve (CCV), 2 1/2", 2-way, ANSI Class 250, Cv 70 ¦Configurable Valve Actuator, Non fail-safe, AC/DC 24 V, 2...10 V, NEMA 4X, terminals | 4054.00
B6250S-110+AFRX24 | Characterized Control Valve | Water | Characterized Control Valve (CCV), 2 1/2", 2-way, ANSI Class 125, Cv 110 ¦Configurable Valve Actuator, Spring return, AC/DC 24 V, On/Off | 2310.00
B6250S-110+AFRX24 N4 | Characterized Control Valve | Water | Characterized Control Valve (CCV), 2 1/2", 2-way, ANSI Class 125, Cv 110 ¦Valve Actuator, Spring return, AC/DC 24 V, On/Off, NEMA 4X | 3238.00
B6250S-110+AFRX24-MFT | Characterized Control Valve | Water | Characterized Control Valve (CCV), 2 1/2", 2-way, ANSI Class 125, Cv 110 ¦Configurable Valve Actuator, Spring return, AC/DC 24 V, 2...10 V, MFT/programmable | 2595.00
B6250S-110+AFRX24-MFT N4 | Characterized Control Valve | Water | Characterized Control Valve (CCV), 2 1/2", 2-way, ANSI Class 125, Cv 110 ¦Valve Actuator, Spring return, AC/DC 24 V, MFT/programmable, NEMA 4X | 3633.00
B6250S-110+AFRX24-MFT-S | Characterized Control Valve | Water | Characterized Control Valve (CCV), 2 1/2", 2-way, ANSI Class 125, Cv 110 ¦Configurable Valve Actuator, Spring return, AC/DC 24 V, 2...10 V, 2 x SPDT, MFT/programmable | 2708.00
B6250S-110+AFRX24-S | Characterized Control Valve | Water | Characterized Control Valve (CCV), 2 1/2", 2-way, ANSI Class 125, Cv 110 ¦Configurable Valve Actuator, Spring return, AC/DC 24 V, On/Off, 2 x SPDT | 2391.00
B6250S-110+AFRXUP | Characterized Control Valve | Water | Characterized Control Valve (CCV), 2 1/2", 2-way, ANSI Class 125, Cv 110 ¦Configurable Valve Actuator, Spring return, AC 24...240 V / DC 24...125 V, On/Off | 2353.00
B6250S-110+AFRXUP-S | Characterized Control Valve | Water | Characterized Control Valve (CCV), 2 1/2", 2-way, ANSI Class 125, Cv 110 ¦Configurable Valve Actuator, Spring return, AC 24...240 V / DC 24...125 V, On/Off, 2 x SPDT | 2466.00
B6250S-110+ARB24-3-5-14 | Characterized Control Valve | Water | Characterized Control Valve (CCV), 2 1/2", 2-way, ANSI Class 125, Cv 110 ¦Valve Actuator, Non fail-safe, AC/DC 24 V, On/Off, Floating point | 2263.00
B6250S-110+ARX120-3 | Characterized Control Valve | Water | Characterized Control Valve (CCV), 2 1/2", 2-way, ANSI Class 125, Cv 110 ¦Configurable Valve Actuator, Non fail-safe, AC 100...240 V, On/Off, Floating point | 2305.00
B6250S-110+ARX24-3-S | Characterized Control Valve | Water | Characterized Control Valve (CCV), 2 1/2", 2-way, ANSI Class 125, Cv 110 ¦Configurable Valve Actuator, Non fail-safe, AC/DC 24 V, On/Off, Floating point, 1 x SPDT | 2332.00
B6250S-110+ARX24-3-T N4 | Characterized Control Valve | Water | Characterized Control Valve (CCV), 2 1/2", 2-way, ANSI Class 125, Cv 110 ¦Configurable Valve Actuator, Non fail-safe, AC/DC 24 V, On/Off, Floating point, NEMA 4X, terminals | 3121.00
B6250S-110+ARX24-MFT | Characterized Control Valve | Water | Characterized Control Valve (CCV), 2 1/2", 2-way, ANSI Class 125, Cv 110 ¦Configurable Valve Actuator, Non fail-safe, AC/DC 24 V, 2...10 V, MFT/programmable | 2396.00
B6250S-110+ARX24-MFT-T N4 | Characterized Control Valve | Water | Characterized Control Valve (CCV), 2 1/2", 2-way, ANSI Class 125, Cv 110 ¦Configurable Valve Actuator, Non fail-safe, AC/DC 24 V, 2...10 V, NEMA 4X, terminals | 3399.00
B6250S-110-250+AFRX24 | Characterized Control Valve | Water | Characterized Control Valve (CCV), 2 1/2", 2-way, ANSI Class 250, Cv 110 ¦Configurable Valve Actuator, Spring return, AC/DC 24 V, On/Off | 2864.00
B6250S-110-250+AFRX24 N4 | Characterized Control Valve | Water | Characterized Control Valve (CCV), 2 1/2", 2-way, ANSI Class 250, Cv 110 ¦Valve Actuator, Spring return, AC/DC 24 V, On/Off, NEMA 4X | 4098.00
B6250S-110-250+AFRX24-MFT | Characterized Control Valve | Water | Characterized Control Valve (CCV), 2 1/2", 2-way, ANSI Class 250, Cv 110 ¦Configurable Valve Actuator, Spring return, AC/DC 24 V, 2...10 V, MFT/programmable | 3033.00
B6250S-110-250+AFRX24-MFT N4 | Characterized Control Valve | Water | Characterized Control Valve (CCV), 2 1/2", 2-way, ANSI Class 250, Cv 110 ¦Valve Actuator, Spring return, AC/DC 24 V, MFT/programmable, NEMA 4X | 4599.00
B6250S-110-250+ARB24-3-5-14 | Characterized Control Valve | Water | Characterized Control Valve (CCV), 2 1/2", 2-way, ANSI Class 250, Cv 110 ¦Valve Actuator, Non fail-safe, AC/DC 24 V, On/Off, Floating point | 2864.00
B6250S-110-250+ARX24-3-T N4 | Characterized Control Valve | Water | Characterized Control Valve (CCV), 2 1/2", 2-way, ANSI Class 250, Cv 110 ¦Configurable Valve Actuator, Non fail-safe, AC/DC 24 V, On/Off, Floating point, NEMA 4X, terminals | 3950.00
B6250S-110-250+ARX24-MFT | Characterized Control Valve | Water | Characterized Control Valve (CCV), 2 1/2", 2-way, ANSI Class 250, Cv 110 ¦Configurable Valve Actuator, Non fail-safe, AC/DC 24 V, 2...10 V, MFT/programmable | 3033.00
B6250S-110-250+ARX24-MFT-T N4 | Characterized Control Valve | Water | Characterized Control Valve (CCV), 2 1/2", 2-way, ANSI Class 250, Cv 110 ¦Configurable Valve Actuator, Non fail-safe, AC/DC 24 V, 2...10 V, NEMA 4X, terminals | 4302.00
B6300S-110+AFRX24 | Characterized Control Valve | Water | Characterized Control Valve (CCV), 3", 2-way, ANSI Class 125, Cv 110 ¦Configurable Valve Actuator, Spring return, AC/DC 24 V, On/Off | 2494.00
B6300S-110+AFRX24 N4 | Characterized Control Valve | Water | Characterized Control Valve (CCV), 3", 2-way, ANSI Class 125, Cv 110 ¦Valve Actuator, Spring return, AC/DC 24 V, On/Off, NEMA 4X | 3243.00
B6300S-110+AFRX24-MFT | Characterized Control Valve | Water | Characterized Control Valve (CCV), 3", 2-way, ANSI Class 125, Cv 110 ¦Configurable Valve Actuator, Spring return, AC/DC 24 V, 2...10 V, MFT/programmable | 2777.00
B6300S-110+AFRX24-MFT N4 | Characterized Control Valve | Water | Characterized Control Valve (CCV), 3", 2-way, ANSI Class 125, Cv 110 ¦Valve Actuator, Spring return, AC/DC 24 V, MFT/programmable, NEMA 4X | 3876.00
B6300S-110+AFRX24-MFT-S | Characterized Control Valve | Water | Characterized Control Valve (CCV), 3", 2-way, ANSI Class 125, Cv 110 ¦Configurable Valve Actuator, Spring return, AC/DC 24 V, 2...10 V, 2 x SPDT, MFT/programmable | 2891.00
B6300S-110+AFRX24-S | Characterized Control Valve | Water | Characterized Control Valve (CCV), 3", 2-way, ANSI Class 125, Cv 110 ¦Configurable Valve Actuator, Spring return, AC/DC 24 V, On/Off, 2 x SPDT | 2576.00
B6300S-110+AFRX24-S N4 | Characterized Control Valve | Water | Characterized Control Valve (CCV), 3", 2-way, ANSI Class 125, Cv 110 ¦Valve Actuator, Spring return, AC/DC 24 V, On/Off, 2 x SPDT, NEMA 4X | 3239.00
B6300S-110+AFRXUP | Characterized Control Valve | Water | Characterized Control Valve (CCV), 3", 2-way, ANSI Class 125, Cv 110 ¦Configurable Valve Actuator, Spring return, AC 24...240 V / DC 24...125 V, On/Off | 2527.00
B6300S-110+AFRXUP N4 | Characterized Control Valve | Water | Characterized Control Valve (CCV), 3", 2-way, ANSI Class 125, Cv 110 ¦Valve Actuator, Spring return, AC 24...240 V / DC 24...125 V, On/Off, NEMA 4X | 3627.00
B6300S-110+AFRXUP-S | Characterized Control Valve | Water | Characterized Control Valve (CCV), 3", 2-way, ANSI Class 125, Cv 110 ¦Configurable Valve Actuator, Spring return, AC 24...240 V / DC 24...125 V, On/Off, 2 x SPDT | 2642.00
B6300S-110+ARB24-3-5-14 | Characterized Control Valve | Water | Characterized Control Valve (CCV), 3", 2-way, ANSI Class 125, Cv 110 ¦Valve Actuator, Non fail-safe, AC/DC 24 V, On/Off, Floating point | 2373.00
B6300S-110+ARX120-3 | Characterized Control Valve | Water | Characterized Control Valve (CCV), 3", 2-way, ANSI Class 125, Cv 110 ¦Configurable Valve Actuator, Non fail-safe, AC 100...240 V, On/Off, Floating point | 2410.00
B6300S-110+ARX24-3-S | Characterized Control Valve | Water | Characterized Control Valve (CCV), 3", 2-way, ANSI Class 125, Cv 110 ¦Configurable Valve Actuator, Non fail-safe, AC/DC 24 V, On/Off, Floating point, 1 x SPDT | 2439.00
B6300S-110+ARX24-3-T N4 | Characterized Control Valve | Water | Characterized Control Valve (CCV), 3", 2-way, ANSI Class 125, Cv 110 ¦Configurable Valve Actuator, Non fail-safe, AC/DC 24 V, On/Off, Floating point, NEMA 4X, terminals | 3128.00
B6300S-110+ARX24-MFT | Characterized Control Valve | Water | Characterized Control Valve (CCV), 3", 2-way, ANSI Class 125, Cv 110 ¦Configurable Valve Actuator, Non fail-safe, AC/DC 24 V, 2...10 V, MFT/programmable | 2651.00
B6300S-110+ARX24-MFT-T N4 | Characterized Control Valve | Water | Characterized Control Valve (CCV), 3", 2-way, ANSI Class 125, Cv 110 ¦Configurable Valve Actuator, Non fail-safe, AC/DC 24 V, 2...10 V, NEMA 4X, terminals | 3640.00
B6300S-110-250+AFRX24 | Characterized Control Valve | Water | Characterized Control Valve (CCV), 3", 2-way, ANSI Class 250, Cv 110 ¦Configurable Valve Actuator, Spring return, AC/DC 24 V, On/Off | 3003.00
B6300S-110-250+AFRX24 N4 | Characterized Control Valve | Water | Characterized Control Valve (CCV), 3", 2-way, ANSI Class 250, Cv 110 ¦Valve Actuator, Spring return, AC/DC 24 V, On/Off, NEMA 4X | 4106.00
B6300S-110-250+AFRX24-MFT | Characterized Control Valve | Water | Characterized Control Valve (CCV), 3", 2-way, ANSI Class 250, Cv 110 ¦Configurable Valve Actuator, Spring return, AC/DC 24 V, 2...10 V, MFT/programmable | 3357.00
B6300S-110-250+AFRX24-MFT N4 | Characterized Control Valve | Water | Characterized Control Valve (CCV), 3", 2-way, ANSI Class 250, Cv 110 ¦Valve Actuator, Spring return, AC/DC 24 V, MFT/programmable, NEMA 4X | 4906.00
B6300S-110-250+ARB24-3-5-14 | Characterized Control Valve | Water | Characterized Control Valve (CCV), 3", 2-way, ANSI Class 250, Cv 110 ¦Valve Actuator, Non fail-safe, AC/DC 24 V, On/Off, Floating point | 3003.00
B6300S-110-250+ARX24-3-T N4 | Characterized Control Valve | Water | Characterized Control Valve (CCV), 3", 2-way, ANSI Class 250, Cv 110 ¦Configurable Valve Actuator, Non fail-safe, AC/DC 24 V, On/Off, Floating point, NEMA 4X, terminals | 3959.00
B6300S-110-250+ARX24-MFT | Characterized Control Valve | Water | Characterized Control Valve (CCV), 3", 2-way, ANSI Class 250, Cv 110 ¦Configurable Valve Actuator, Non fail-safe, AC/DC 24 V, 2...10 V, MFT/programmable | 3357.00
B6300S-110-250+ARX24-MFT-T N4 | Characterized Control Valve | Water | Characterized Control Valve (CCV), 3", 2-way, ANSI Class 250, Cv 110 ¦Configurable Valve Actuator, Non fail-safe, AC/DC 24 V, 2...10 V, NEMA 4X, terminals | 4610.00
B6300VB-207+AFBUP-S-X1 | Ball Valve - VB | Water | Ball Valve (VB), 3", 2-way, ANSI Class 150, Cv 207 ¦Valve Actuator, Spring return, AC 24...240 V / DC 24...125 V, On/Off, 2 x SPDT | 7307.00
B6300VB-207+AFBUP-X1 | Ball Valve - VB | Water | Ball Valve (VB), 3", 2-way, ANSI Class 150, Cv 207 ¦Valve Actuator, Spring return, AC 24...240 V / DC 24...125 V, On/Off | 7192.00
B6300VB-207+AFX24-MFT-S-X1 | Ball Valve - VB | Water | Ball Valve (VB), 3", 2-way, ANSI Class 150, Cv 207 ¦Configurable Valve Actuator, Spring return, AC/DC 24 V, 2...10 V, 2 x SPDT, MFT/programmable | 7659.00
B6300VB-207+AFX24-MFT-X1 | Ball Valve - VB | Water | Ball Valve (VB), 3", 2-way, ANSI Class 150, Cv 207 ¦Configurable Valve Actuator, Spring return, AC/DC 24 V, 2...10 V, MFT/programmable | 7543.00
B6300VB-207+AMB24-3-X1 | Ball Valve - VB | Water | Ball Valve (VB), 3", 2-way, ANSI Class 150, Cv 207 ¦Valve Actuator, Non fail-safe, AC/DC 24 V, On/Off, Floating point | 6119.00
B6300VB-207+AMX24-MFT-X1 | Ball Valve - VB | Water | Ball Valve (VB), 3", 2-way, ANSI Class 150, Cv 207 ¦Configurable Valve Actuator, Non fail-safe, AC/DC 24 V, 2...10 V, MFT/programmable | 6387.00
B6300VB-207+GKB24-3-X1 | Ball Valve - VB | Water | Ball Valve (VB), 3", 2-way, ANSI Class 150, Cv 207 ¦Valve Actuator, Electronic fail-safe, AC 24 V, On/Off, Floating point | 7937.00
B6300VB-207+GKX24-MFT-X1 | Ball Valve - VB | Water | Ball Valve (VB), 3", 2-way, ANSI Class 150, Cv 207 ¦Configurable Valve Actuator, Electronic fail-safe, AC/DC 24 V, 2...10 V, MFT/programmable | 8490.00
B6300VB-207+PKRXUP-MFT-T | Ball Valve - VB | Water | Ball Valve (VB), 3", 2-way, ANSI Class 150, Cv 207 ¦Configurable Valve Actuator, Electronic fail-safe, AC 24...240 V / DC 24...125 V, 2...10 V, 2 x SPDT, terminals, BACnet MS/TP Modbus RTU MP-Bus, MFT/programmable | 10553.00
B6300VB-207+PRBUP-3-T | Ball Valve - VB | Water | Ball Valve (VB), 3", 2-way, ANSI Class 150, Cv 207 ¦Valve Actuator, Non fail-safe, AC 24...240 V / DC 24...125 V, On/Off, Floating point, 2 x SPDT, terminals | 8309.00
B6300VB-207+PRXUP-MFT-T | Ball Valve - VB | Water | Ball Valve (VB), 3", 2-way, ANSI Class 150, Cv 207 ¦Configurable Valve Actuator, Non fail-safe, AC 24...240 V / DC 24...125 V, 2...10 V, 2 x SPDT, terminals, BACnet MS/TP Modbus RTU MP-Bus, MFT/programmable | 9878.00
B6400S-186+GKRX24-3 | Characterized Control Valve | Water | Characterized Control Valve (CCV), 4", 2-way, ANSI Class 125, Cv 186 ¦Configurable Valve Actuator, Electronic fail-safe, AC 24 V, On/Off, Floating point | 3091.00
B6400S-186+GKRX24-3 N4 | Characterized Control Valve | Water | Characterized Control Valve (CCV), 4", 2-way, ANSI Class 125, Cv 186 ¦Valve Actuator, Electronic fail-safe, AC 24 V, On/Off, Floating point, NEMA 4X | 3842.00
B6400S-186+GKRX24-MFT | Characterized Control Valve | Water | Characterized Control Valve (CCV), 4", 2-way, ANSI Class 125, Cv 186 ¦Configurable Valve Actuator, Electronic fail-safe, AC/DC 24 V, 2...10 V, MFT/programmable | 3339.00
B6400S-186+GKRX24-MFT N4 | Characterized Control Valve | Water | Characterized Control Valve (CCV), 4", 2-way, ANSI Class 125, Cv 186 ¦Valve Actuator, Electronic fail-safe, AC/DC 24 V, MFT/programmable, NEMA 4X | 4320.00
B6400S-186+GRB120-3-5-14 | Characterized Control Valve | Water | Characterized Control Valve (CCV), 4", 2-way, ANSI Class 125, Cv 186 ¦Valve Actuator, Non fail-safe, AC 100...240 V, On/Off, Floating point | 2839.00
B6400S-186+GRX24-3-T N4 | Characterized Control Valve | Water | Characterized Control Valve (CCV), 4", 2-way, ANSI Class 125, Cv 186 ¦Configurable Valve Actuator, Non fail-safe, AC/DC 24 V, On/Off, Floating point, NEMA 4X, terminals | 3492.00
B6400S-186+GRX24-MFT | Characterized Control Valve | Water | Characterized Control Valve (CCV), 4", 2-way, ANSI Class 125, Cv 186 ¦Configurable Valve Actuator, Non fail-safe, AC/DC 24 V, 2...10 V, MFT/programmable | 2942.00
B6400S-186+GRX24-MFT-T N4 | Characterized Control Valve | Water | Characterized Control Valve (CCV), 4", 2-way, ANSI Class 125, Cv 186 ¦Configurable Valve Actuator, Non fail-safe, AC/DC 24 V, 2...10 V, NEMA 4X, terminals | 3968.00
B6400S-186-250+GKRX24-3 | Characterized Control Valve | Water | Characterized Control Valve (CCV), 4", 2-way, ANSI Class 250, Cv 186 ¦Configurable Valve Actuator, Electronic fail-safe, AC 24 V, On/Off, Floating point | 3472.00
B6400S-186-250+GKRX24-3 N4 | Characterized Control Valve | Water | Characterized Control Valve (CCV), 4", 2-way, ANSI Class 250, Cv 186 ¦Valve Actuator, Electronic fail-safe, AC 24 V, On/Off, Floating point, NEMA 4X | 4864.00
B6400S-186-250+GKRX24-MFT | Characterized Control Valve | Water | Characterized Control Valve (CCV), 4", 2-way, ANSI Class 250, Cv 186 ¦Configurable Valve Actuator, Electronic fail-safe, AC/DC 24 V, 2...10 V, MFT/programmable | 3725.00
B6400S-186-250+GKRX24-MFT N4 | Characterized Control Valve | Water | Characterized Control Valve (CCV), 4", 2-way, ANSI Class 250, Cv 186 ¦Valve Actuator, Electronic fail-safe, AC/DC 24 V, MFT/programmable, NEMA 4X | 5468.00
B6400S-186-250+GRX24-3-T N4 | Characterized Control Valve | Water | Characterized Control Valve (CCV), 4", 2-way, ANSI Class 250, Cv 186 ¦Configurable Valve Actuator, Non fail-safe, AC/DC 24 V, On/Off, Floating point, NEMA 4X, terminals | 4421.00
B6400S-186-250+GRX24-MFT | Characterized Control Valve | Water | Characterized Control Valve (CCV), 4", 2-way, ANSI Class 250, Cv 186 ¦Configurable Valve Actuator, Non fail-safe, AC/DC 24 V, 2...10 V, MFT/programmable | 3725.00
B6400S-186-250+GRX24-MFT-T N4 | Characterized Control Valve | Water | Characterized Control Valve (CCV), 4", 2-way, ANSI Class 250, Cv 186 ¦Configurable Valve Actuator, Non fail-safe, AC/DC 24 V, 2...10 V, NEMA 4X, terminals | 5023.00
B6400VB-350+GKB24-3-X1 | Ball Valve - VB | Water | Ball Valve (VB), 4", 2-way, ANSI Class 150, Cv 350 ¦Valve Actuator, Electronic fail-safe, AC 24 V, On/Off, Floating point | 9391.00
B6400VB-350+GKX24-MFT-X1 | Ball Valve - VB | Water | Ball Valve (VB), 4", 2-way, ANSI Class 150, Cv 350 ¦Configurable Valve Actuator, Electronic fail-safe, AC/DC 24 V, 2...10 V, MFT/programmable | 9942.00
B6400VB-350+GMB24-3-X1 | Ball Valve - VB | Water | Ball Valve (VB), 4", 2-way, ANSI Class 150, Cv 350 ¦Valve Actuator, Non fail-safe, AC/DC 24 V, On/Off, Floating point | 8601.00
B6400VB-350+GMX24-MFT-X1 | Ball Valve - VB | Water | Ball Valve (VB), 4", 2-way, ANSI Class 150, Cv 350 ¦Configurable Valve Actuator, Non fail-safe, AC/DC 24 V, 2...10 V, MFT/programmable | 8911.00
B6400VB-350+PKRXUP-MFT-T | Ball Valve - VB | Water | Ball Valve (VB), 4", 2-way, ANSI Class 150, Cv 350 ¦Configurable Valve Actuator, Electronic fail-safe, AC 24...240 V / DC 24...125 V, 2...10 V, 2 x SPDT, terminals, BACnet MS/TP Modbus RTU MP-Bus, MFT/programmable | 13397.00
B6400VB-350+PRBUP-3-T | Ball Valve - VB | Water | Ball Valve (VB), 4", 2-way, ANSI Class 150, Cv 350 ¦Valve Actuator, Non fail-safe, AC 24...240 V / DC 24...125 V, On/Off, Floating point, 2 x SPDT, terminals | 11152.00
B6400VB-350+PRXUP-MFT-T | Ball Valve - VB | Water | Ball Valve (VB), 4", 2-way, ANSI Class 150, Cv 350 ¦Configurable Valve Actuator, Non fail-safe, AC 24...240 V / DC 24...125 V, 2...10 V, 2 x SPDT, terminals, BACnet MS/TP Modbus RTU MP-Bus, MFT/programmable | 12721.00
B6500S-290+GKRX24-3 | Characterized Control Valve | Water | Characterized Control Valve (CCV), 5", 2-way, ANSI Class 125, Cv 290 ¦Configurable Valve Actuator, Electronic fail-safe, AC 24 V, On/Off, Floating point | 4404.00
B6500S-290+GKRX24-3 N4 | Characterized Control Valve | Water | Characterized Control Valve (CCV), 5", 2-way, ANSI Class 125, Cv 290 ¦Valve Actuator, Electronic fail-safe, AC 24 V, On/Off, Floating point, NEMA 4X | 5054.00
B6500S-290+GKRX24-MFT | Characterized Control Valve | Water | Characterized Control Valve (CCV), 5", 2-way, ANSI Class 125, Cv 290 ¦Configurable Valve Actuator, Electronic fail-safe, AC/DC 24 V, 2...10 V, MFT/programmable | 4577.00
B6500S-290+GKRX24-MFT N4 | Characterized Control Valve | Water | Characterized Control Valve (CCV), 5", 2-way, ANSI Class 125, Cv 290 ¦Valve Actuator, Electronic fail-safe, AC/DC 24 V, MFT/programmable, NEMA 4X | 5528.00
B6500S-290+GRB120-3-5-14 | Characterized Control Valve | Water | Characterized Control Valve (CCV), 5", 2-way, ANSI Class 125, Cv 290 ¦Valve Actuator, Non fail-safe, AC 100...240 V, On/Off, Floating point | 3966.00
B6500S-290+GRX120-3 | Characterized Control Valve | Water | Characterized Control Valve (CCV), 5", 2-way, ANSI Class 125, Cv 290 ¦Configurable Valve Actuator, Non fail-safe, AC 100...240 V, On/Off, Floating point | 3966.00
B6500S-290+GRX24-3 | Characterized Control Valve | Water | Characterized Control Valve (CCV), 5", 2-way, ANSI Class 125, Cv 290 ¦Configurable Valve Actuator, Non fail-safe, AC/DC 24 V, On/Off, Floating point | 3920.00
B6500S-290+GRX24-3-T N4 | Characterized Control Valve | Water | Characterized Control Valve (CCV), 5", 2-way, ANSI Class 125, Cv 290 ¦Configurable Valve Actuator, Non fail-safe, AC/DC 24 V, On/Off, Floating point, NEMA 4X, terminals | 4701.00
B6500S-290+GRX24-MFT | Characterized Control Valve | Water | Characterized Control Valve (CCV), 5", 2-way, ANSI Class 125, Cv 290 ¦Configurable Valve Actuator, Non fail-safe, AC/DC 24 V, 2...10 V, MFT/programmable | 4086.00
B6500S-290+GRX24-MFT-T N4 | Characterized Control Valve | Water | Characterized Control Valve (CCV), 5", 2-way, ANSI Class 125, Cv 290 ¦Configurable Valve Actuator, Non fail-safe, AC/DC 24 V, 2...10 V, NEMA 4X, terminals | 5179.00
B6500S-290-250+GKRX24-3 | Characterized Control Valve | Water | Characterized Control Valve (CCV), 5", 2-way, ANSI Class 250, Cv 290 ¦Configurable Valve Actuator, Electronic fail-safe, AC 24 V, On/Off, Floating point | 5035.00
B6500S-290-250+GKRX24-3 N4 | Characterized Control Valve | Water | Characterized Control Valve (CCV), 5", 2-way, ANSI Class 250, Cv 290 ¦Valve Actuator, Electronic fail-safe, AC 24 V, On/Off, Floating point, NEMA 4X | 6397.00
B6500S-290-250+GKRX24-MFT | Characterized Control Valve | Water | Characterized Control Valve (CCV), 5", 2-way, ANSI Class 250, Cv 290 ¦Configurable Valve Actuator, Electronic fail-safe, AC/DC 24 V, 2...10 V, MFT/programmable | 5172.00
B6500S-290-250+GKRX24-MFT N4 | Characterized Control Valve | Water | Characterized Control Valve (CCV), 5", 2-way, ANSI Class 250, Cv 290 ¦Valve Actuator, Electronic fail-safe, AC/DC 24 V, MFT/programmable, NEMA 4X | 6998.00
B6500S-290-250+GRX24-3-T N4 | Characterized Control Valve | Water | Characterized Control Valve (CCV), 5", 2-way, ANSI Class 250, Cv 290 ¦Configurable Valve Actuator, Non fail-safe, AC/DC 24 V, On/Off, Floating point, NEMA 4X, terminals | 5949.00
B6500S-290-250+GRX24-MFT | Characterized Control Valve | Water | Characterized Control Valve (CCV), 5", 2-way, ANSI Class 250, Cv 290 ¦Configurable Valve Actuator, Non fail-safe, AC/DC 24 V, 2...10 V, MFT/programmable | 5172.00
B6500S-290-250+GRX24-MFT-T N4 | Characterized Control Valve | Water | Characterized Control Valve (CCV), 5", 2-way, ANSI Class 250, Cv 290 ¦Configurable Valve Actuator, Non fail-safe, AC/DC 24 V, 2...10 V, NEMA 4X, terminals | 6555.00
B6600S-400+GKRX24-3 | Characterized Control Valve | Water | Characterized Control Valve (CCV), 6", 2-way, ANSI Class 125, Cv 400 ¦Configurable Valve Actuator, Electronic fail-safe, AC 24 V, On/Off, Floating point | 5393.00
B6600S-400+GKRX24-3 N4 | Characterized Control Valve | Water | Characterized Control Valve (CCV), 6", 2-way, ANSI Class 125, Cv 400 ¦Valve Actuator, Electronic fail-safe, AC 24 V, On/Off, Floating point, NEMA 4X | 5777.00
B6600S-400+GKRX24-MFT | Characterized Control Valve | Water | Characterized Control Valve (CCV), 6", 2-way, ANSI Class 125, Cv 400 ¦Configurable Valve Actuator, Electronic fail-safe, AC/DC 24 V, 2...10 V, MFT/programmable | 5632.00
B6600S-400+GKRX24-MFT N4 | Characterized Control Valve | Water | Characterized Control Valve (CCV), 6", 2-way, ANSI Class 125, Cv 400 ¦Valve Actuator, Electronic fail-safe, AC/DC 24 V, MFT/programmable, NEMA 4X | 6210.00
B6600S-400+GRB120-3-5-14 | Characterized Control Valve | Water | Characterized Control Valve (CCV), 6", 2-way, ANSI Class 125, Cv 400 ¦Valve Actuator, Non fail-safe, AC 100...240 V, On/Off, Floating point | 5021.00
B6600S-400+GRX120-3 | Characterized Control Valve | Water | Characterized Control Valve (CCV), 6", 2-way, ANSI Class 125, Cv 400 ¦Configurable Valve Actuator, Non fail-safe, AC 100...240 V, On/Off, Floating point | 5021.00
B6600S-400+GRX24-3 | Characterized Control Valve | Water | Characterized Control Valve (CCV), 6", 2-way, ANSI Class 125, Cv 400 ¦Configurable Valve Actuator, Non fail-safe, AC/DC 24 V, On/Off, Floating point | 4975.00
B6600S-400+GRX24-3-T N4 | Characterized Control Valve | Water | Characterized Control Valve (CCV), 6", 2-way, ANSI Class 125, Cv 400 ¦Configurable Valve Actuator, Non fail-safe, AC/DC 24 V, On/Off, Floating point, NEMA 4X, terminals | 5192.00
B6600S-400+GRX24-MFT | Characterized Control Valve | Water | Characterized Control Valve (CCV), 6", 2-way, ANSI Class 125, Cv 400 ¦Configurable Valve Actuator, Non fail-safe, AC/DC 24 V, 2...10 V, MFT/programmable | 5158.00
B6600S-400+GRX24-MFT-T N4 | Characterized Control Valve | Water | Characterized Control Valve (CCV), 6", 2-way, ANSI Class 125, Cv 400 ¦Configurable Valve Actuator, Non fail-safe, AC/DC 24 V, 2...10 V, NEMA 4X, terminals | 5669.00
B6600S-400-250+GKRX24-3 | Characterized Control Valve | Water | Characterized Control Valve (CCV), 6", 2-way, ANSI Class 250, Cv 400 ¦Configurable Valve Actuator, Electronic fail-safe, AC 24 V, On/Off, Floating point | 6393.00
B6600S-400-250+GKRX24-3 N4 | Characterized Control Valve | Water | Characterized Control Valve (CCV), 6", 2-way, ANSI Class 250, Cv 400 ¦Valve Actuator, Electronic fail-safe, AC 24 V, On/Off, Floating point, NEMA 4X | 7313.00
B6600S-400-250+GKRX24-MFT | Characterized Control Valve | Water | Characterized Control Valve (CCV), 6", 2-way, ANSI Class 250, Cv 400 ¦Configurable Valve Actuator, Electronic fail-safe, AC/DC 24 V, 2...10 V, MFT/programmable | 6529.00
B6600S-400-250+GKRX24-MFT N4 | Characterized Control Valve | Water | Characterized Control Valve (CCV), 6", 2-way, ANSI Class 250, Cv 400 ¦Valve Actuator, Electronic fail-safe, AC/DC 24 V, MFT/programmable, NEMA 4X | 7860.00
B6600S-400-250+GRX24-3-T N4 | Characterized Control Valve | Water | Characterized Control Valve (CCV), 6", 2-way, ANSI Class 250, Cv 400 ¦Configurable Valve Actuator, Non fail-safe, AC/DC 24 V, On/Off, Floating point, NEMA 4X, terminals | 6572.00
B6600S-400-250+GRX24-MFT | Characterized Control Valve | Water | Characterized Control Valve (CCV), 6", 2-way, ANSI Class 250, Cv 400 ¦Configurable Valve Actuator, Non fail-safe, AC/DC 24 V, 2...10 V, MFT/programmable | 6529.00
B6600S-400-250+GRX24-MFT-T N4 | Characterized Control Valve | Water | Characterized Control Valve (CCV), 6", 2-way, ANSI Class 250, Cv 400 ¦Configurable Valve Actuator, Non fail-safe, AC/DC 24 V, 2...10 V, NEMA 4X, terminals | 7176.00
B6600VB-507+PKRXUP-MFT-T | Ball Valve - VB | Water | Ball Valve (VB), 6", 2-way, ANSI Class 150, Cv 507 ¦Configurable Valve Actuator, Electronic fail-safe, AC 24...240 V / DC 24...125 V, 2...10 V, 2 x SPDT, terminals, BACnet MS/TP Modbus RTU MP-Bus, MFT/programmable | 16878.00
B6600VB-507+PRBUP-3-T | Ball Valve - VB | Water | Ball Valve (VB), 6", 2-way, ANSI Class 150, Cv 507 ¦Valve Actuator, Non fail-safe, AC 24...240 V / DC 24...125 V, On/Off, Floating point, 2 x SPDT, terminals | 14634.00
B6600VB-507+PRXUP-MFT-T | Ball Valve - VB | Water | Ball Valve (VB), 6", 2-way, ANSI Class 150, Cv 507 ¦Configurable Valve Actuator, Non fail-safe, AC 24...240 V / DC 24...125 V, 2...10 V, 2 x SPDT, terminals, BACnet MS/TP Modbus RTU MP-Bus, MFT/programmable | 16203.00
B6800VB-865+PKRBUP-3-T | Ball Valve - VB | Water | Ball Valve (VB), 8", 2-way, ANSI Class 150, Cv 865 | 26619.00
B6800VB-865+PKRXUP-MFT-T | Ball Valve - VB | Water | Ball Valve (VB), 8", 2-way, ANSI Class 150, Cv 865 ¦Configurable Valve Actuator, Electronic fail-safe, AC 24...240 V / DC 24...125 V, 2...10 V, 2 x SPDT, terminals, BACnet MS/TP Modbus RTU MP-Bus, MFT/programmable | 29144.00
B6800VB-865+PRBUP-3-T | Ball Valve - VB | Water | Ball Valve (VB), 8", 2-way, ANSI Class 150, Cv 865 ¦Valve Actuator, Non fail-safe, AC 24...240 V / DC 24...125 V, On/Off, Floating point, 2 x SPDT, terminals | 25596.00
B6800VB-865+PRXUP-MFT-T | Ball Valve - VB | Water | Ball Valve (VB), 8", 2-way, ANSI Class 150, Cv 865 ¦Valve Actuator, Non fail-safe, AC 24...240 V / DC 24...125 V, 2...10 V, 2 x SPDT, terminals, BACnet MS/TP Modbus RTU MP-Bus, MFT/programmable | 28024.00
BAE165 US | Electrical accessory | Accessory | 165° F electric thermal sensor, SPST, normally closed. | 263.00
BAT72 | Electrical accessory | Accessory | Thermoelectric tripping device with control key, Duct inside temperature 72°C (color black), Duct outside temperature 72°C, Probe length 2.6" [65 mm] | 208.00
BAT72-ST | Thermoelectrical tripping device | Accessory | Thermoelectric tripping device with control key, with plug, Duct inside temperature 72°C (color black), Duct outside temperature 72°C, Probe length 2.6" [65 mm] | 217.00
BGVL+LVB24-3 | Retrofit | Retrofit | Retrofit valve linkageFor Belimo Globe Valve with LV and SV Series Actuators¦Valve Actuator, Non fail-safe, AC/DC 24 V, On/Off, Floating point | 553.00
BGVL+LVB24-SR | Retrofit | Retrofit | Retrofit valve linkageFor Belimo Globe Valve with LV and SV Series Actuators¦Valve Actuator, Non fail-safe, AC/DC 24 V, 2...10 V, modulating | 609.00
BGVL+LVKB24-MFT | Retrofit | Retrofit | Retrofit valve linkageFor Belimo Globe Valve with LV and SV Series Actuators¦Valve Actuator, Electronic fail-safe, AC/DC 24 V, 2...10 V, MFT/programmable | 912.00
BGVL+LVKB24-SR | Retrofit | Retrofit | Retrofit valve linkageFor Belimo Globe Valve with LV and SV Series Actuators¦Valve Actuator, Electronic fail-safe, AC/DC 24 V, 2...10 V, modulating | 813.00
BGVL+LVKX120-3 | Retrofit | Retrofit | Retrofit valve linkageFor Belimo Globe Valve with LV and SV Series Actuators¦Valve Actuator, Electronic fail-safe, AC 100...240 V, On/Off, Floating point | 797.00
BGVL+LVKX24-3 | Retrofit | Retrofit | Retrofit valve linkageFor Belimo Globe Valve with LV and SV Series Actuators¦Valve Actuator, Electronic fail-safe, AC 24 V, On/Off, Floating point | 763.00
BGVL+LVKX24-MFT | Retrofit | Retrofit | Retrofit valve linkageFor Belimo Globe Valve with LV and SV Series Actuators¦Valve Actuator, Electronic fail-safe, AC/DC 24 V, 2...10 V, MFT/programmable | 910.00
BGVL+LVKX24-SR | Retrofit | Retrofit | Retrofit valve linkageFor Belimo Globe Valve with LV and SV Series Actuators¦Valve Actuator, Electronic fail-safe, AC/DC 24 V, 2...10 V, modulating | 813.00
BGVL+LVX120-3 | Retrofit | Retrofit | Retrofit valve linkageFor Belimo Globe Valve with LV and SV Series Actuators¦Valve Actuator, Non fail-safe, AC 100...240 V, On/Off, Floating point | 581.00
BGVL+LVX24-3 | Retrofit | Retrofit | Retrofit valve linkageFor Belimo Globe Valve with LV and SV Series Actuators¦Valve Actuator, Non fail-safe, AC/DC 24 V, On/Off, Floating point | 553.00
BGVL+LVX24-MFT | Retrofit | Retrofit | Retrofit valve linkageFor Belimo Globe Valve with LV and SV Series Actuators¦Valve Actuator, Non fail-safe, AC/DC 24 V, 2...10 V, MFT/programmable | 668.00
BGVL+LVX24-SR | Retrofit | Retrofit | Retrofit valve linkageFor Belimo Globe Valve with LV and SV Series Actuators¦Valve Actuator, Non fail-safe, AC/DC 24 V, 2...10 V, modulating | 605.00
BGVL+SVB24-SR | Retrofit | Retrofit | Retrofit valve linkageFor Belimo Globe Valve with LV and SV Series Actuators¦Valve Actuator, Non fail-safe, AC/DC 24 V, 2...10 V, modulating | 803.00
BGVL+SVKB24-MFT | Retrofit | Retrofit | Retrofit valve linkageFor Belimo Globe Valve with LV and SV Series Actuators¦Valve Actuator, Electronic fail-safe, AC/DC 24 V, 2...10 V, MFT/programmable | 1132.00
BGVL+SVKB24-SR | Retrofit | Retrofit | Retrofit valve linkageFor Belimo Globe Valve with LV and SV Series Actuators¦Valve Actuator, Electronic fail-safe, AC/DC 24 V, 2...10 V, modulating | 1053.00
BGVL+SVKX120-3 | Retrofit | Retrofit | Retrofit valve linkageFor Belimo Globe Valve with LV and SV Series Actuators¦Valve Actuator, Electronic fail-safe, AC 100...240 V, On/Off, Floating point | 1027.00
BGVL+SVKX24-3 | Retrofit | Retrofit | Retrofit valve linkageFor Belimo Globe Valve with LV and SV Series Actuators¦Valve Actuator, Electronic fail-safe, AC 24 V, On/Off, Floating point | 987.00
BGVL+SVKX24-MFT | Retrofit | Retrofit | Retrofit valve linkageFor Belimo Globe Valve with LV and SV Series Actuators¦Valve Actuator, Electronic fail-safe, AC/DC 24 V, 2...10 V, MFT/programmable | 1130.00
BGVL+SVKX24-SR | Retrofit | Retrofit | Retrofit valve linkageFor Belimo Globe Valve with LV and SV Series Actuators¦Valve Actuator, Electronic fail-safe, AC/DC 24 V, 2...10 V, modulating | 1053.00
BGVL+SVX120-3 | Retrofit | Retrofit | Retrofit valve linkageFor Belimo Globe Valve with LV and SV Series Actuators¦Valve Actuator, Non fail-safe, AC 100...240 V, On/Off, Floating point | 827.00
BGVL+SVX24-3 | Retrofit | Retrofit | Retrofit valve linkageFor Belimo Globe Valve with LV and SV Series Actuators¦Valve Actuator, Non fail-safe, AC/DC 24 V, On/Off, Floating point | 732.00
BGVL+SVX24-MFT | Retrofit | Retrofit | Retrofit valve linkageFor Belimo Globe Valve with LV and SV Series Actuators¦Valve Actuator, Non fail-safe, AC/DC 24 V, 2...10 V, MFT/programmable | 875.00
BGVL+SVX24-SR | Retrofit | Retrofit | Retrofit valve linkageFor Belimo Globe Valve with LV and SV Series Actuators¦Valve Actuator, Non fail-safe, AC/DC 24 V, 2...10 V, modulating | 803.00
CHB24-3-T-100.1 | Damper Actuator | Air | Damper Actuator, 30 lbf [125 N], Non fail-safe, On/Off, Floating point, terminals Multipack 20 pcs. | 305.00
CMB120-3 | Damper Actuator | Air | Damper Actuator, 18 in-lb [2 Nm], Non fail-safe, AC 100...240 V, On/Off, Floating point | 298.00
CMB24-3 | Damper Actuator | Air | Damper Actuator, 18 in-lb [2 Nm], Non fail-safe, AC/DC 24 V, On/Off, Floating point | 208.00
CMB24-3.1 | Damper Actuator | Air | Damper Actuator, 18 in-lb [2 Nm], Non fail-safe, AC/DC 24 V, On/Off, Floating point Multipack 20 pcs. | 200.00
CMB24-3-T | Damper Actuator | Air | Damper Actuator, 18 in-lb [2 Nm], Non fail-safe, AC/DC 24 V, On/Off, Floating point, terminals | 181.00
CMB24-3-T.1 | Damper Actuator | Air | Damper Actuator, 18 in-lb [2 Nm], Non fail-safe, AC/DC 24 V, On/Off, Floating point, terminals Multipack 20 pcs. | 149.00
CMB24-L-100D | VAV | Air | Volumetric flow controller VAV-Compact 4" [DN 100], 2 Nm, AC/DC 24 V, On/Off, Floating point, 58 s, IP54 | 228.00
CMB24-L-125D | VAV | Air | Volumetric flow controller VAV-Compact 5" [DN 125], 2 Nm, AC/DC 24 V, On/Off, Floating point, 58 s, IP54 | 232.00
CMB24-L-150D | VAV | Air | Volumetric flow controller VAV-Compact 6" [DN 150], 2 Nm, AC/DC 24 V, On/Off, Floating point, 58 s, IP54 | 237.00
CMB24-SR-L | Damper Actuator | Air | Damper Actuator, 18 in-lb [2 Nm], Non fail-safe, AC/DC 24 V, 2...10 V, modulating | 334.00
CMB24-SR-R | Damper Actuator | Air | Damper Actuator, 18 in-lb [2 Nm], Non fail-safe, AC/DC 24 V, 2...10 V, modulating | 334.00
CMBV-100-MFT | VAV | Air | VAV control unit CMV 4" [DN 100], 2 Nm, AC/DC 24 V, MP-Bus, 70 s, IP00 | 554.00
CMBV-125-MFT | VAV | Air | VAV control unit CMV 5" [DN 125], AC/DC 24 V, MP-Bus, 70 s, IP00 | 558.00
CMBV-150-MFT | VAV | Air | VAV control unit CMV 6" [DN 150], AC/DC 24 V, MP-Bus, 70 s, IP00 | 562.00
CQB24-3 | Valve Actuator | Water | Valve Actuator, Non fail-safe, AC/DC 24 V, On/Off, Floating point | 180.00
CQB24-SR-L | Valve Actuator | Water | Valve Actuator, Non fail-safe, AC/DC 24 V, 2...10 V, Normally Open, modulating | 261.00
CQB24-SR-R | Valve Actuator | Water | Valve Actuator, Non fail-safe, AC/DC 24 V, 2...10 V, Normally Closed, modulating | 261.00
CQBUP-3 | Valve Actuator | Water | Valve Actuator, Non fail-safe, AC 100...240 V, On/Off, Floating point | 198.00
CQKB24-LL | Valve Actuator | Water | Valve Actuator, Electronic fail-safe, AC/DC 24 V, On/Off, Normally Open, Fail-safe position Open | 180.00
CQKB24-RR | Valve Actuator | Water | Valve Actuator, Electronic fail-safe, AC/DC 24 V, On/Off, Normally Closed, Fail-safe position Closed | 180.00
CQKB24-S-LL | Valve Actuator | Water | Valve Actuator, Electronic fail-safe, AC/DC 24 V, On/Off, 1 x SPST, Normally Open, Fail-safe position Open | 205.00
CQKB24-SR-LL | Valve Actuator | Water | Valve Actuator, Electronic fail-safe, AC/DC 24 V, 2...10 V, Normally Open, Fail-safe position Open, modulating | 286.00
CQKB24-SR-LR | Valve Actuator | Water | Valve Actuator, Electronic fail-safe, AC/DC 24 V, 2...10 V, Normally Open, Fail-safe position Closed, modulating | 286.00
CQKB24-S-RR | Valve Actuator | Water | Valve Actuator, Electronic fail-safe, AC/DC 24 V, On/Off, 1 x SPST, Normally Closed, Fail-safe position Closed | 205.00
CQKB24-SR-RL | Valve Actuator | Water | Valve Actuator, Electronic fail-safe, AC/DC 24 V, 2...10 V, Normally Closed, Fail-safe position Open, modulating | 286.00
CQKB24-SR-RR | Valve Actuator | Water | Valve Actuator, Electronic fail-safe, AC/DC 24 V, 2...10 V, Normally Closed, Fail-safe position Closed, modulating | 286.00
CQKBUP-LL | Valve Actuator | Water | Valve Actuator, Electronic fail-safe, AC/DC 100...240 V, On/Off, Normally Open, Fail-safe position Open | 201.00
CQKBUP-RR | Valve Actuator | Water | Valve Actuator, Electronic fail-safe, AC/DC 100...240 V, On/Off, Normally Closed, Fail-safe position Closed | 201.00
CQKX24 | Valve Actuator | Water | Valve Actuator, Electronic fail-safe, AC/DC 24 V, On/Off | 180.00
CQKX24-S | Valve Actuator | Water | Valve Actuator, Electronic fail-safe, AC/DC 24 V, On/Off, 1 x SPST | 205.00
CQKX24-SR | Valve Actuator | Water | Valve Actuator, Electronic fail-safe, AC 24 V, 2...10 V, modulating | 286.00
CQKXUP | Valve Actuator | Water | Valve Actuator, Electronic fail-safe, AC/DC 100...240 V, On/Off | 201.00
CQX24-3 | Valve Actuator | Water | Configurable Valve Actuator, Non fail-safe, AC/DC 24 V, On/Off, Floating point | 180.00
CQX24-SR | Valve Actuator | Water | Configurable Valve Actuator, Non fail-safe, AC/DC 24 V, 2...10 V, modulating | 261.00
CQXUP-3 | Valve Actuator | Water | Configurable Valve Actuator, Non fail-safe, AC 100...240 V, On/Off, Floating point | 198.00
DKRX24-3-T | Valve Actuator | Water | Valve Actuator, Electronic fail-safe, AC 24 V, On/Off, Floating point, terminals | 1606.00
DKRX24-3-T N4 | Valve Actuator | Water | Valve Actuator, Electronic fail-safe, AC 24 V, On/Off, Floating point, NEMA 4X, terminals | 2335.00
DKRX24-MFT-T | Valve Actuator | Water | Valve Actuator, Electronic fail-safe, AC/DC 24 V, 2...10 V, terminals, MFT/programmable | 2625.00
DKRX24-MFT-T N4 | Valve Actuator | Water | Configurable Valve Actuator, Electronic fail-safe, AC/DC 24 V, 2...10 V, NEMA 4X, terminals | 3359.00
DRCX120-3 N4 | Valve Actuator | Water | Configurable Valve Actuator, Non fail-safe, AC 100...240 V, On/Off, NEMA 4X, terminals | 2711.00
DRCX24-3-T | Valve Actuator | Water | Configurable Valve Actuator, Non fail-safe, AC/DC 24 V, On/Off, Floating point, terminals | 1316.00
DRCX24-3-T N4 | Valve Actuator | Water | Configurable Valve Actuator, Non fail-safe, AC/DC 24 V, On/Off, Floating point, NEMA 4X, terminals | 2021.00
DRCX24-MFT-T N4 | Valve Actuator | Water | Configurable Valve Actuator, Non fail-safe, AC/DC 24 V, 2...10 V, NEMA 4X, terminals | 2282.00
DRX24-MFT | Valve Actuator | Water | Configurable Valve Actuator, Non fail-safe, AC/DC 24 V, 2...10 V, MFT/programmable | 1622.00
DRX24-MFT-T | Valve Actuator | Water | Configurable Valve Actuator, Non fail-safe, AC/DC 24 V, 2...10 V, terminals, MFT/programmable | 1615.00
DRX24-MFT-T N4 | Valve Actuator | Water | Configurable Valve Actuator, Non fail-safe, AC/DC 24 V, 2...10 V, NEMA 4X, terminals | 2337.00
EAP005 | Electrical accessory | Accessory | Clear Edge Device. On-site platform for Energy Valve optimization. 5 Valve licenses included | 6096.00
EAP020 | Electrical accessory | Accessory | Clear Edge Device. On-site platform for Energy Valve optimization. 20 Valve licenses included | 9222.00
EAP050 | Electrical accessory | Accessory | Clear Edge Device. On-site platform for Energy Valve optimization. 50 Valve licenses included | 12087.00
ECON-ZIP-10K | Economizer | Air | ZIP Economizer™ Temperature Sensor | 36.00
ECON-ZIP-ACT | Economizer | Air | ZIP Economizer™ Shaft Adapter Kit | 73.00
ECON-ZIP-BASE | Economizer | Air | ZIP Economizer™ Base Unit | 529.00
ECON-ZIP-COM | Economizer | Air | ZIP Economizer™ Communication Module | 188.00
ECON-ZIP-DDLF | Economizer | Air | ZIP Economizer™ Differential Dry Bulb with DCV Capability and LF Spring Return Actuator (35 in-lbs) | 1220.00
ECON-ZIP-DDTF | Economizer | Air | ZIP Economizer™ Differential Dry Bulb with DCV Capability and TF Spring Return Actuator (22 in-lbs) | 1158.00
ECON-ZIP-DELF | Economizer | Air | ZIP Economizer™ Differential Enthalpy with DCV Capability and LF Spring Return Actuator (35 in-lbs) | 1431.00
ECON-ZIP-DETF | Economizer | Air | ZIP Economizer™ Differential Enthalpy with DCV Capability and TF Spring Return Actuator (22 in-lbs) | 1369.00
ECON-ZIP-EM | Economizer | Air | ZIP Economizer™ Energy Module | 121.00
ECON-ZIP-LF1 | Economizer | Air | ZIP Economizer™ Shaft Adapter Bracket Kit | 104.00
ECON-ZIP-SDLF | Economizer | Air | ZIP Economizer™ Single Dry Bulb with DCV Capability and LF Spring Return Actuator (35 in-lbs) | 1194.00
ECON-ZIP-SDTF | Economizer | Air | ZIP Economizer™ Single Dry Bulb with DCV Capability and TF Spring Return Actuator (22 in-lbs) | 1132.00
ECON-ZIP-SELF | Economizer | Air | ZIP Economizer™ Single Enthalpy with DCV Capability and LF Spring Return Actuator (35 in-lbs) | 1307.00
ECON-ZIP-SETF | Economizer | Air | ZIP Economizer™ Single Enthalpy with DCV Capability and TF Spring Return Actuator (22 in-lbs) | 1245.00
ECON-ZIP-TF1 | Economizer | Air | ZIP Economizer™ Shaft Adapter Bracket Kit | 104.00
ECON-ZIP-TH | Economizer | Air | ZIP Economizer™ Temperature and Humidity Sensor | 182.00
EFB120 | Damper Actuator | Air | Damper Actuator, 270 in-lb [30 Nm], Spring return, AC 100...240 V / DC 100...125 V, On/Off | 1194.00
EFB120-S | Damper Actuator | Air | Damper Actuator, 270 in-lb [30 Nm], Spring return, AC 100...240 V / DC 100...125 V, On/Off, 2 x SPDT | 1412.00
EFB120-S N4 | Damper Actuator | Air | Damper Actuator, 270 in-lb [30 Nm], Spring return, AC 100...240 V / DC 100...125 V, On/Off, 2 x SPDT, NEMA 4 | 1605.00
EFB24 | Damper Actuator | Air | Damper Actuator, 270 in-lb [30 Nm], Spring return, AC/DC 24 V, On/Off | 1073.00
EFB24 N4 | Damper Actuator | Air | Damper Actuator, 270 in-lb [30 Nm], Spring return, AC/DC 24 V, On/Off, NEMA 4 | 1268.00
EFB24-MFT | Damper Actuator | Air | Damper Actuator, 270 in-lb [30 Nm], Spring return, AC/DC 24 V, 2...10 V, MFT/programmable | 1475.00
EFB24-MFT-S | Damper Actuator | Air | Damper Actuator, 270 in-lb [30 Nm], Spring return, AC/DC 24 V, 2...10 V, 2 x SPDT, MFT/programmable | 1687.00
EFB24-S | Damper Actuator | Air | Damper Actuator, 270 in-lb [30 Nm], Spring return, AC/DC 24 V, On/Off, 2 x SPDT | 1285.00
EFB24-SR | Damper Actuator | Air | Damper Actuator, 270 in-lb [30 Nm], Spring return, AC/DC 24 V, 2...10 V, modulating | 1338.00
EFB24-SR N4 | Damper Actuator | Air | Damper Actuator, 270 in-lb [30 Nm], Spring return, AC/DC 24 V, 2...10 V, NEMA 4, modulating | 1531.00
EFB24-SR-S | Damper Actuator | Air | Damper Actuator, 270 in-lb [30 Nm], Spring return, AC/DC 24 V, 2...10 V, 2 x SPDT, modulating | 1550.00
EFCX120-S N4 | Damper Actuator | Air | Configurable Damper Actuator, 270 in-lb [30 Nm], Spring return, AC 100...240 V / DC 100...125 V, On/Off, 2 x SPDT, NEMA 4 | 1706.00
EFCX24-S N4 | Damper Actuator | Air | Configurable Damper Actuator, 270 in-lb [30 Nm], Spring return, AC/DC 24 V, On/Off, 2 x SPDT, NEMA 4 | 1579.00
EF-P | Mechanical Accessory | Accessory | Anti-rotation bracket EFB(X)/GKB(X)/GMB(X). | 14.00
EFX120 | Damper Actuator | Air | Configurable Damper Actuator, 270 in-lb [30 Nm], Spring return, AC 100...240 V / DC 100...125 V, On/Off | 1200.00
EFX120-S | Damper Actuator | Air | Configurable Damper Actuator, 270 in-lb [30 Nm], Spring return, AC 100...240 V / DC 100...125 V, On/Off, 2 x SPDT | 1412.00
EFX120-S N4 | Damper Actuator | Air | Configurable Damper Actuator, 270 in-lb [30 Nm], Spring return, AC 100...240 V / DC 100...125 V, On/Off, 2 x SPDT, NEMA 4 | 1607.00
EFX120-S N4H | Damper Actuator | Air | Configurable Damper Actuator, 270 in-lb [30 Nm], Spring return, AC 100...240 V / DC 100...125 V, On/Off, 2 x SPDT, NEMA 4 | 1757.00
EFX120-SR N4 | Damper Actuator | Air | Configurable Damper Actuator, 270 in-lb [30 Nm], Spring return, AC 100...240 V / DC 100...125 V, 2...10 V, NEMA 4, modulating | 1662.00
EFX120-SR-S N4 | Damper Actuator | Air | Configurable Damper Actuator, 270 in-lb [30 Nm], Spring return, AC 100...240 V / DC 100...125 V, 2...10 V, 2 x SPDT, NEMA 4, modulating | 1872.00
EFX24 | Damper Actuator | Air | Configurable Damper Actuator, 270 in-lb [30 Nm], Spring return, AC/DC 24 V, On/Off | 1073.00
EFX24-MFT | Damper Actuator | Air | Configurable Damper Actuator, 270 in-lb [30 Nm], Spring return, AC/DC 24 V, 2...10 V, MFT/programmable | 1475.00
EFX24-MFT-S | Damper Actuator | Air | Configurable Damper Actuator, 270 in-lb [30 Nm], Spring return, AC/DC 24 V, 2...10 V, 2 x SPDT, MFT/programmable | 1687.00
EFX24-MFT-S N4 | Damper Actuator | Air | Configurable Damper Actuator, 270 in-lb [30 Nm], Spring return, AC/DC 24 V, 2...10 V, 2 x SPDT, NEMA 4, MFT/programmable | 1881.00
EFX24-MFT-S N4H | Damper Actuator | Air | Configurable Damper Actuator, 270 in-lb [30 Nm], Spring return, AC/DC 24 V, 2...10 V, 2 x SPDT, NEMA 4, MFT/programmable | 2032.00
EFX24-S | Damper Actuator | Air | Configurable Damper Actuator, 270 in-lb [30 Nm], Spring return, AC/DC 24 V, On/Off, 2 x SPDT | 1285.00
EFX24-S N4 | Damper Actuator | Air | Configurable Damper Actuator, 270 in-lb [30 Nm], Spring return, AC/DC 24 V, On/Off, 2 x SPDT, NEMA 4 | 1481.00
EFX24-S N4H | Damper Actuator | Air | Configurable Damper Actuator, 270 in-lb [30 Nm], Spring return, AC/DC 24 V, On/Off, 2 x SPDT, NEMA 4 | 1630.00
EFX24-SR | Damper Actuator | Air | Configurable Damper Actuator, 270 in-lb [30 Nm], Spring return, AC/DC 24 V, 2...10 V, modulating | 1338.00
EFX24-SR N4 | Damper Actuator | Air | Configurable Damper Actuator, 270 in-lb [30 Nm], Spring return, AC/DC 24 V, 2...10 V, NEMA 4, modulating | 1533.00
EFX24-SR-S | Damper Actuator | Air | Configurable Damper Actuator, 270 in-lb [30 Nm], Spring return, AC/DC 24 V, 2...10 V, 2 x SPDT, modulating | 1550.00
EFX24-SR-S N4 | Damper Actuator | Air | Configurable Damper Actuator, 270 in-lb [30 Nm], Spring return, AC/DC 24 V, 2...10 V, 2 x SPDT, NEMA 4, modulating | 1746.00
EFX24-SR-S N4H | Damper Actuator | Air | Configurable Damper Actuator, 270 in-lb [30 Nm], Spring return, AC/DC 24 V, 2...10 V, 2 x SPDT, NEMA 4, modulating | 1897.00
EPIVFS-60 | Electrical accessory | Accessory | 2 1/2" - 6" Energy Valve flow sensor | 1992.00
EV FS-60 | Electrical accessory | Accessory | 2 1/2" - 6" Energy Valve flow sensor | 2464.00
EV050S-055+AKRB24-EV | Energy Valve | Water | Configurable Electr. 2-way PI-CCV Belimo Energy Valve™ fail-safe, AC/DC 24 V, BACnet IP, BACnet MS/TP, Modbus RTU, Modbus TCP, MP-Bus, DN 1/2"[15], internal thread¦Energy Valve (EV), 1/2", 2-way¦Configurable Valve Actuator, Electronic fail-safe, AC/DC 24 V, 2...10 V, modulating | 2312.00
EV050S-055+AKRX24-EV | Energy Valve | Water | Configurable Electr. 2-way PI-CCV Belimo Energy Valve™ fail-safe, AC/DC 24 V, BACnet IP, BACnet MS/TP, Modbus RTU, Modbus TCP, MP-Bus, DN 1/2"[15], internal thread¦Energy Valve (EV), 1/2", 2-way¦Configurable Valve Actuator, Electronic fail-safe, AC/DC 24 V, 2...10 V, modulating | 2312.00
EV050S-055+LRB24-EV | Energy Valve | Water | Configurable Electr. 2-way PI-CCV Belimo Energy Valve™, AC/DC 24 V, BACnet IP, BACnet MS/TP, Modbus RTU, Modbus TCP, MP-Bus, DN 1/2"[15], internal thread¦Energy Valve (EV), 1/2", 2-way¦Configurable Valve Actuator, Non fail-safe, AC/DC 24 V, 2...10 V, modulating | 1591.00
EV050S-055+LRX24-EV | Energy Valve | Water | Configurable Electr. 2-way PI-CCV Belimo Energy Valve™, AC/DC 24 V, BACnet IP, BACnet MS/TP, Modbus RTU, Modbus TCP, MP-Bus, DN 1/2"[15], internal thread¦Energy Valve (EV), 1/2", 2-way¦Configurable Valve Actuator, Non fail-safe, AC/DC 24 V, 2...10 V, modulating | 1591.00
EV075S-103+AKRB24-EV | Energy Valve | Water | Configurable Electr. 2-way PI-CCV Belimo Energy Valve™ fail-safe, AC/DC 24 V, BACnet IP, BACnet MS/TP, Modbus RTU, Modbus TCP, MP-Bus, DN 3/4"[20], internal thread¦Energy Valve (EV), 3/4", 2-way¦Configurable Valve Actuator, Electronic fail-safe, AC/DC 24 V, 2...10 V, modulating | 2417.00
EV075S-103+AKRX24-EV | Energy Valve | Water | Configurable Electr. 2-way PI-CCV Belimo Energy Valve™ fail-safe, AC/DC 24 V, BACnet IP, BACnet MS/TP, Modbus RTU, Modbus TCP, MP-Bus, DN 3/4"[20], internal thread¦Energy Valve (EV), 3/4", 2-way¦Configurable Valve Actuator, Electronic fail-safe, AC/DC 24 V, 2...10 V, modulating | 2417.00
EV075S-103+LRB24-EV | Energy Valve | Water | Configurable Electr. 2-way PI-CCV Belimo Energy Valve™, AC/DC 24 V, BACnet IP, BACnet MS/TP, Modbus RTU, Modbus TCP, MP-Bus, DN 3/4"[20], internal thread¦Energy Valve (EV), 3/4", 2-way¦Configurable Valve Actuator, Non fail-safe, AC/DC 24 V, 2...10 V, modulating | 1644.00
EV075S-103+LRX24-EV | Energy Valve | Water | Configurable Electr. 2-way PI-CCV Belimo Energy Valve™, AC/DC 24 V, BACnet IP, BACnet MS/TP, Modbus RTU, Modbus TCP, MP-Bus, DN 3/4"[20], internal thread¦Energy Valve (EV), 3/4", 2-way¦Configurable Valve Actuator, Non fail-safe, AC/DC 24 V, 2...10 V, modulating | 1644.00
EV100S-182+AKRB24-EV | Energy Valve | Water | Configurable Electr. 2-way PI-CCV Belimo Energy Valve™ fail-safe, AC/DC 24 V, BACnet IP, BACnet MS/TP, Modbus RTU, Modbus TCP, MP-Bus, DN 1"[25], internal thread¦Energy Valve (EV), 1", 2-way¦Configurable Valve Actuator, Electronic fail-safe, AC/DC 24 V, 2...10 V, modulating | 2705.00
EV100S-182+AKRX24-EV | Energy Valve | Water | Configurable Electr. 2-way PI-CCV Belimo Energy Valve™ fail-safe, AC/DC 24 V, BACnet IP, BACnet MS/TP, Modbus RTU, Modbus TCP, MP-Bus, DN 1"[25], internal thread¦Energy Valve (EV), 1", 2-way¦Configurable Valve Actuator, Electronic fail-safe, AC/DC 24 V, 2...10 V, modulating | 2705.00
EV100S-182+LRB24-EV | Energy Valve | Water | Configurable Electr. 2-way PI-CCV Belimo Energy Valve™, AC/DC 24 V, BACnet IP, BACnet MS/TP, Modbus RTU, Modbus TCP, MP-Bus, DN 1"[25], internal thread¦Energy Valve (EV), 1", 2-way¦Configurable Valve Actuator, Non fail-safe, AC/DC 24 V, 2...10 V, modulating | 1748.00
EV100S-182+LRX24-EV | Energy Valve | Water | Configurable Electr. 2-way PI-CCV Belimo Energy Valve™, AC/DC 24 V, BACnet IP, BACnet MS/TP, Modbus RTU, Modbus TCP, MP-Bus, DN 1"[25], internal thread¦Energy Valve (EV), 1", 2-way¦Configurable Valve Actuator, Non fail-safe, AC/DC 24 V, 2...10 V, modulating | 1748.00
EV125S-285+AKRB24-EV | Energy Valve | Water | Configurable Electr. 2-way PI-CCV Belimo Energy Valve™ fail-safe, AC/DC 24 V, BACnet IP, BACnet MS/TP, Modbus RTU, Modbus TCP, MP-Bus, DN 1 1/4"[32], internal thread¦Energy Valve (EV), 1 1/4", 2-way¦Configurable Valve Actuator, Electronic fail-safe, AC/DC 24 V, 2...10 V, modulating | 2794.00
EV125S-285+AKRX24-EV | Energy Valve | Water | Configurable Electr. 2-way PI-CCV Belimo Energy Valve™ fail-safe, AC/DC 24 V, BACnet IP, BACnet MS/TP, Modbus RTU, Modbus TCP, MP-Bus, DN 1 1/4"[32], internal thread¦Energy Valve (EV), 1 1/4", 2-way¦Configurable Valve Actuator, Electronic fail-safe, AC/DC 24 V, 2...10 V, modulating | 2794.00
EV125S-285+NRB24-EV | Energy Valve | Water | Configurable Electr. 2-way PI-CCV Belimo Energy Valve™, AC/DC 24 V, BACnet IP, BACnet MS/TP, Modbus RTU, Modbus TCP, MP-Bus, DN 1 1/4"[32], internal thread¦Energy Valve (EV), 1 1/4", 2-way¦Configurable Valve Actuator, Non fail-safe, AC/DC 24 V, 2...10 V, modulating | 2309.00
EV125S-285+NRX24-EV | Energy Valve | Water | Configurable Electr. 2-way PI-CCV Belimo Energy Valve™, AC/DC 24 V, BACnet IP, BACnet MS/TP, Modbus RTU, Modbus TCP, MP-Bus, DN 1 1/4"[32], internal thread¦Energy Valve (EV), 1 1/4", 2-way¦Configurable Valve Actuator, Non fail-safe, AC/DC 24 V, 2...10 V, modulating | 2309.00
EV150S-396+AKRB24-EV | Energy Valve | Water | Configurable Electr. 2-way PI-CCV Belimo Energy Valve™ fail-safe, AC/DC 24 V, BACnet IP, BACnet MS/TP, Modbus RTU, Modbus TCP, MP-Bus, DN 1 1/2"[40], internal thread¦Energy Valve (EV), 1 1/2", 2-way¦Configurable Valve Actuator, Electronic fail-safe, AC/DC 24 V, 2...10 V, modulating | 3052.00
EV150S-396+AKRX24-EV | Energy Valve | Water | Configurable Electr. 2-way PI-CCV Belimo Energy Valve™ fail-safe, AC/DC 24 V, BACnet IP, BACnet MS/TP, Modbus RTU, Modbus TCP, MP-Bus, DN 1 1/2"[40], internal thread¦Energy Valve (EV), 1 1/2", 2-way¦Configurable Valve Actuator, Electronic fail-safe, AC/DC 24 V, 2...10 V, modulating | 3052.00
EV150S-396+NRB24-EV | Energy Valve | Water | Configurable Electr. 2-way PI-CCV Belimo Energy Valve™, AC/DC 24 V, BACnet IP, BACnet MS/TP, Modbus RTU, Modbus TCP, MP-Bus, DN 1 1/2"[40], internal thread¦Energy Valve (EV), 1 1/2", 2-way¦Configurable Valve Actuator, Non fail-safe, AC/DC 24 V, 2...10 V, modulating | 2480.00
EV150S-396+NRX24-EV | Energy Valve | Water | Configurable Electr. 2-way PI-CCV Belimo Energy Valve™, AC/DC 24 V, BACnet IP, BACnet MS/TP, Modbus RTU, Modbus TCP, MP-Bus, DN 1 1/2"[40], internal thread¦Energy Valve (EV), 1 1/2", 2-way¦Configurable Valve Actuator, Non fail-safe, AC/DC 24 V, 2...10 V, modulating | 2480.00
EV200S-1000+AKRB24-EV | Energy Valve | Water | Configurable Electr. 2-way PI-CCV Belimo Energy Valve™ fail-safe, AC/DC 24 V, BACnet IP, BACnet MS/TP, Modbus RTU, Modbus TCP, MP-Bus, DN 2"[50], internal thread¦Energy Valve (EV), 2", 2-way¦Configurable Valve Actuator, Electronic fail-safe, AC/DC 24 V, 2...10 V, modulating | 3427.00
EV200S-1000+AKRX24-EV | Energy Valve | Water | Configurable Electr. 2-way PI-CCV Belimo Energy Valve™ fail-safe, AC/DC 24 V, BACnet IP, BACnet MS/TP, Modbus RTU, Modbus TCP, MP-Bus, DN 2"[50], internal thread¦Energy Valve (EV), 2", 2-way¦Configurable Valve Actuator, Electronic fail-safe, AC/DC 24 V, 2...10 V, modulating | 3427.00
EV200S-1000+ARB24-EV | Energy Valve | Water | Configurable Electr. 2-way PI-CCV Belimo Energy Valve™, AC/DC 24 V, BACnet IP, BACnet MS/TP, Modbus RTU, Modbus TCP, MP-Bus, DN 2"[50], internal thread¦Energy Valve (EV), 2", 2-way¦Configurable Valve Actuator, Non fail-safe, AC/DC 24 V, 2...10 V, modulating | 2933.00
EV200S-1000+ARX24-EV | Energy Valve | Water | Configurable Electr. 2-way PI-CCV Belimo Energy Valve™, AC/DC 24 V, BACnet IP, BACnet MS/TP, Modbus RTU, Modbus TCP, MP-Bus, DN 2"[50], internal thread¦Energy Valve (EV), 2", 2-way¦Configurable Valve Actuator, Non fail-safe, AC/DC 24 V, 2...10 V, modulating | 2933.00
EV200S-761+AKRB24-EV | Energy Valve | Water | Configurable Electr. 2-way PI-CCV Belimo Energy Valve™ fail-safe, AC/DC 24 V, BACnet IP, BACnet MS/TP, Modbus RTU, Modbus TCP, MP-Bus, DN 2"[50], internal thread¦Energy Valve (EV), 2", 2-way¦Configurable Valve Actuator, Electronic fail-safe, AC/DC 24 V, 2...10 V, modulating | 3427.00
EV200S-761+AKRX24-EV | Energy Valve | Water | Configurable Electr. 2-way PI-CCV Belimo Energy Valve™ fail-safe, AC/DC 24 V, BACnet IP, BACnet MS/TP, Modbus RTU, Modbus TCP, MP-Bus, DN 2"[50], internal thread¦Energy Valve (EV), 2", 2-way¦Configurable Valve Actuator, Electronic fail-safe, AC/DC 24 V, 2...10 V, modulating | 3427.00
EV200S-761+ARB24-EV | Energy Valve | Water | Configurable Electr. 2-way PI-CCV Belimo Energy Valve™, AC/DC 24 V, BACnet IP, BACnet MS/TP, Modbus RTU, Modbus TCP, MP-Bus, DN 2"[50], internal thread¦Energy Valve (EV), 2", 2-way¦Configurable Valve Actuator, Non fail-safe, AC/DC 24 V, 2...10 V, modulating | 2933.00
EV200S-761+ARX24-EV | Energy Valve | Water | Configurable Electr. 2-way PI-CCV Belimo Energy Valve™, AC/DC 24 V, BACnet IP, BACnet MS/TP, Modbus RTU, Modbus TCP, MP-Bus, DN 2"[50], internal thread¦Energy Valve (EV), 2", 2-way¦Configurable Valve Actuator, Non fail-safe, AC/DC 24 V, 2...10 V, modulating | 2933.00
EV250SU-127+AKRX24-EV | Energy Valve | Water | Configurable Electr. 2-way PI-CCV Belimo Energy Valve™ fail-safe, AC/DC 24 V, BACnet IP, BACnet MS/TP, Modbus RTU, Modbus TCP, MP-Bus, DN 2 1/2"[65], flange, ANSI Class 125¦Energy Valve (EV), 2 1/2", 2-way, ANSI Class 125¦Configurable Valve Actuator, Electronic fail-safe, AC/DC 24 V, 2...10 V, modulating | 11146.00
EV250SU-127+ARX24-EV | Energy Valve | Water | Configurable Electr. 2-way PI-CCV Belimo Energy Valve™, AC/DC 24 V, BACnet IP, BACnet MS/TP, Modbus RTU, Modbus TCP, MP-Bus, DN 2 1/2"[65], flange, ANSI Class 125¦Energy Valve (EV), 2 1/2", 2-way, ANSI Class 125¦Configurable Valve Actuator, Non fail-safe, AC/DC 24 V, 2...10 V, modulating | 9651.00
EV250SU-127-250+AKRX24-EV | Energy Valve | Water | Configurable Electr. 2-way PI-CCV Belimo Energy Valve™ fail-safe, AC/DC 24 V, BACnet IP, BACnet MS/TP, Modbus RTU, Modbus TCP, MP-Bus, DN 2 1/2"[65], flange, ANSI Class 250¦Energy Valve (EV), 2 1/2", 2-way, ANSI Class 250¦Configurable Valve Actuator, Electronic fail-safe, AC/DC 24 V, 2...10 V, modulating | 15708.00
EV250SU-127-250+ARX24-EV | Energy Valve | Water | Configurable Electr. 2-way PI-CCV Belimo Energy Valve™, AC/DC 24 V, BACnet IP, BACnet MS/TP, Modbus RTU, Modbus TCP, MP-Bus, DN 2 1/2"[65], flange, ANSI Class 250¦Energy Valve (EV), 2 1/2", 2-way, ANSI Class 250¦Configurable Valve Actuator, Non fail-safe, AC/DC 24 V, 2...10 V, modulating | 13942.00
EV300SU-180+AKRX24-EV | Energy Valve | Water | Configurable Electr. 2-way PI-CCV Belimo Energy Valve™ fail-safe, AC/DC 24 V, BACnet IP, BACnet MS/TP, Modbus RTU, Modbus TCP, MP-Bus, DN 3"[80], flange, ANSI Class 125¦Energy Valve (EV), 3", 2-way, ANSI Class 125¦Configurable Valve Actuator, Electronic fail-safe, AC/DC 24 V, 2...10 V, modulating | 14021.00
EV300SU-180+ARX24-EV | Energy Valve | Water | Configurable Electr. 2-way PI-CCV Belimo Energy Valve™, AC/DC 24 V, BACnet IP, BACnet MS/TP, Modbus RTU, Modbus TCP, MP-Bus, DN 3"[80], flange, ANSI Class 125¦Energy Valve (EV), 3", 2-way, ANSI Class 125¦Configurable Valve Actuator, Non fail-safe, AC/DC 24 V, 2...10 V, modulating | 12525.00
EV300SU-180-250+AKRX24-EV | Energy Valve | Water | Configurable Electr. 2-way PI-CCV Belimo Energy Valve™ fail-safe, AC/DC 24 V, BACnet IP, BACnet MS/TP, Modbus RTU, Modbus TCP, MP-Bus, DN 3"[80], flange, ANSI Class 250¦Energy Valve (EV), 3", 2-way, ANSI Class 250¦Configurable Valve Actuator, Electronic fail-safe, AC/DC 24 V, 2...10 V, modulating | 18591.00
EV300SU-180-250+ARX24-EV | Energy Valve | Water | Configurable Electr. 2-way PI-CCV Belimo Energy Valve™, AC/DC 24 V, BACnet IP, BACnet MS/TP, Modbus RTU, Modbus TCP, MP-Bus, DN 3"[80], flange, ANSI Class 250¦Energy Valve (EV), 3", 2-way, ANSI Class 250¦Configurable Valve Actuator, Non fail-safe, AC/DC 24 V, 2...10 V, modulating | 16827.00
EV400SU-317+GKRX24-EV | Energy Valve | Water | Configurable Electr. 2-way PI-CCV Belimo Energy Valve™ fail-safe, AC/DC 24 V, BACnet IP, BACnet MS/TP, Modbus RTU, Modbus TCP, MP-Bus, DN 4"[100], flange, ANSI Class 125¦Energy Valve (EV), 4", 2-way, ANSI Class 125¦Configurable Valve Actuator, Electronic fail-safe, AC/DC 24 V, 2...10 V, modulating | 16387.00
EV400SU-317+GRX24-EV | Energy Valve | Water | Configurable Electr. 2-way PI-CCV Belimo Energy Valve™, AC/DC 24 V, BACnet IP, BACnet MS/TP, Modbus RTU, Modbus TCP, MP-Bus, DN 4"[100], flange, ANSI Class 125¦Energy Valve (EV), 4", 2-way, ANSI Class 125¦Configurable Valve Actuator, Non fail-safe, AC/DC 24 V, 2...10 V, modulating | 14533.00
EV400SU-317-250+GKRX24-EV | Energy Valve | Water | Configurable Electr. 2-way PI-CCV Belimo Energy Valve™ fail-safe, AC/DC 24 V, BACnet IP, BACnet MS/TP, Modbus RTU, Modbus TCP, MP-Bus, DN 4"[100], flange, ANSI Class 250¦Energy Valve (EV), 4", 2-way, ANSI Class 250¦Configurable Valve Actuator, Electronic fail-safe, AC/DC 24 V, 2...10 V, modulating | 21137.00
EV400SU-317-250+GRX24-EV | Energy Valve | Water | Configurable Electr. 2-way PI-CCV Belimo Energy Valve™, AC/DC 24 V, BACnet IP, BACnet MS/TP, Modbus RTU, Modbus TCP, MP-Bus, DN 4"[100], flange, ANSI Class 250¦Energy Valve (EV), 4", 2-way, ANSI Class 250¦Configurable Valve Actuator, Non fail-safe, AC/DC 24 V, 2...10 V, modulating | 19372.00
EV500SU-495+GKRX24-EV | Energy Valve | Water | Configurable Electr. 2-way PI-CCV Belimo Energy Valve™ fail-safe, AC/DC 24 V, BACnet IP, BACnet MS/TP, Modbus RTU, Modbus TCP, MP-Bus, DN 5"[125], flange, ANSI Class 125¦Energy Valve (EV), 5", 2-way, ANSI Class 125¦Configurable Valve Actuator, Electronic fail-safe, AC/DC 24 V, 2...10 V, modulating | 19838.00
EV500SU-495+GRX24-EV | Energy Valve | Water | Configurable Electr. 2-way PI-CCV Belimo Energy Valve™, AC/DC 24 V, BACnet IP, BACnet MS/TP, Modbus RTU, Modbus TCP, MP-Bus, DN 5"[125], flange, ANSI Class 125¦Energy Valve (EV), 5", 2-way, ANSI Class 125¦Configurable Valve Actuator, Non fail-safe, AC/DC 24 V, 2...10 V, modulating | 17984.00
EV500SU-495-250+GKRX24-EV | Energy Valve | Water | Configurable Electr. 2-way PI-CCV Belimo Energy Valve™ fail-safe, AC/DC 24 V, BACnet IP, BACnet MS/TP, Modbus RTU, Modbus TCP, MP-Bus, DN 5"[125], flange, ANSI Class 250¦Energy Valve (EV), 5", 2-way, ANSI Class 250¦Configurable Valve Actuator, Electronic fail-safe, AC/DC 24 V, 2...10 V, modulating | 26128.00
EV500SU-495-250+GRX24-EV | Energy Valve | Water | Configurable Electr. 2-way PI-CCV Belimo Energy Valve™, AC/DC 24 V, BACnet IP, BACnet MS/TP, Modbus RTU, Modbus TCP, MP-Bus, DN 5"[125], flange, ANSI Class 250¦Energy Valve (EV), 5", 2-way, ANSI Class 250¦Configurable Valve Actuator, Non fail-safe, AC/DC 24 V, 2...10 V, modulating | 24364.00
EV600SU-713+GKRX24-EV | Energy Valve | Water | Configurable Electr. 2-way PI-CCV Belimo Energy Valve™ fail-safe, AC/DC 24 V, BACnet IP, BACnet MS/TP, Modbus RTU, Modbus TCP, MP-Bus, DN 6"[150], flange, ANSI Class 125¦Energy Valve (EV), 6", 2-way, ANSI Class 125¦Configurable Valve Actuator, Electronic fail-safe, AC/DC 24 V, 2...10 V, modulating | 24844.00
EV600SU-713+GRX24-EV | Energy Valve | Water | Configurable Electr. 2-way PI-CCV Belimo Energy Valve™, AC/DC 24 V, BACnet IP, BACnet MS/TP, Modbus RTU, Modbus TCP, MP-Bus, DN 6"[150], flange, ANSI Class 125¦Energy Valve (EV), 6", 2-way, ANSI Class 125¦Configurable Valve Actuator, Non fail-safe, AC/DC 24 V, 2...10 V, modulating | 22989.00
EV600SU-713-250+GKRX24-EV | Energy Valve | Water | Configurable Electr. 2-way PI-CCV Belimo Energy Valve™ fail-safe, AC/DC 24 V, BACnet IP, BACnet MS/TP, Modbus RTU, Modbus TCP, MP-Bus, DN 6"[150], flange, ANSI Class 250¦Energy Valve (EV), 6", 2-way, ANSI Class 250¦Configurable Valve Actuator, Electronic fail-safe, AC/DC 24 V, 2...10 V, modulating | 30464.00
EV600SU-713-250+GRX24-EV | Energy Valve | Water | Configurable Electr. 2-way PI-CCV Belimo Energy Valve™, AC/DC 24 V, BACnet IP, BACnet MS/TP, Modbus RTU, Modbus TCP, MP-Bus, DN 6"[150], flange, ANSI Class 250¦Energy Valve (EV), 6", 2-way, ANSI Class 250¦Configurable Valve Actuator, Non fail-safe, AC/DC 24 V, 2...10 V, modulating | 28701.00
EV-RT-100 | Electrical accessory | Accessory | Replacement temperature sensors, 33 ft [10 m]For Belimo Energy Valve™ 2.5...6" [65...150] | 697.00
EV-RT-15 | Electrical accessory | Accessory | Replacement temperature sensors, 5 ft [1.5 m]For Belimo Energy Valve™ 2.5...6" [65...150] | 697.00
EV-RT-30 | Electrical accessory | Accessory | Replacement temperature sensors, 10 ft [3 m]For Belimo Energy Valve™ 2.5...6" [65...150] | 697.00
EV-RT-50 | Electrical accessory | Accessory | Remote temperature sensor, 16.4ft [5 M] | 697.00
EXT-B2050-PWV-NPT+CQB24-3 | Potable Water Valve | Water | Potable Water Valve, 2-way, DN 15, internal thread, Rp 1/2", PN 10, ps 1000 psi, kvs 28 , Fluid temperature 41...149°F [5...65°C]¦Valve Actuator, Non fail-safe, AC/DC 24 V, On/Off, Floating point | 357.00
EXT-B2050-PWV-NPT+CQBUP-3 | Potable Water Valve | Water | Potable Water Valve, 2-way, DN 15, internal thread, Rp 1/2", PN 10, ps 1000 psi, kvs 28 , Fluid temperature 41...149°F [5...65°C]¦Valve Actuator, Non fail-safe, AC 100...240 V, On/Off, Floating point | 367.00
EXT-B2050-PWV-NPT+CQKB24-LL | Potable Water Valve | Water | Potable Water Valve, 2-way, DN 15, internal thread, Rp 1/2", PN 10, ps 1000 psi, kvs 28 , Fluid temperature 41...149°F [5...65°C]¦Valve Actuator, Electronic fail-safe, AC/DC 24 V, On/Off, Normally Open, Fail-safe position Open | 357.00
EXT-B2050-PWV-NPT+CQKB24-RR | Potable Water Valve | Water | Potable Water Valve, 2-way, DN 15, internal thread, Rp 1/2", PN 10, ps 1000 psi, kvs 28 , Fluid temperature 41...149°F [5...65°C]¦Valve Actuator, Electronic fail-safe, AC/DC 24 V, On/Off, Normally Closed, Fail-safe position Closed | 357.00
EXT-B2050-PWV-NPT+CQKB24-S-LL | Potable Water Valve | Water | Potable Water Valve, 2-way, DN 15, internal thread, Rp 1/2", PN 10, ps 1000 psi, kvs 28 , Fluid temperature 41...149°F [5...65°C]¦Valve Actuator, Electronic fail-safe, AC/DC 24 V, On/Off, 1 x SPST, Normally Open, Fail-safe position Open | 379.00
EXT-B2050-PWV-NPT+CQKB24-S-RR | Potable Water Valve | Water | Potable Water Valve, 2-way, DN 15, internal thread, Rp 1/2", PN 10, ps 1000 psi, kvs 28 , Fluid temperature 41...149°F [5...65°C]¦Valve Actuator, Electronic fail-safe, AC/DC 24 V, On/Off, 1 x SPST, Normally Closed, Fail-safe position Closed | 379.00
EXT-B2050-PWV-NPT+CQKBUP-LL | Potable Water Valve | Water | Potable Water Valve, 2-way, DN 15, internal thread, Rp 1/2", PN 10, ps 1000 psi, kvs 28 , Fluid temperature 41...149°F [5...65°C]¦Valve Actuator, Electronic fail-safe, AC/DC 100...240 V, On/Off, Normally Open, Fail-safe position Open | 380.00
EXT-B2050-PWV-NPT+CQKBUP-RR | Potable Water Valve | Water | Potable Water Valve, 2-way, DN 15, internal thread, Rp 1/2", PN 10, ps 1000 psi, kvs 28 , Fluid temperature 41...149°F [5...65°C]¦Valve Actuator, Electronic fail-safe, AC/DC 100...240 V, On/Off, Normally Closed, Fail-safe position Closed | 380.00
EXT-B2050-PWV-NPT+CQKX24 | Potable Water Valve | Water | Potable Water Valve, 2-way, DN 15, internal thread, Rp 1/2", PN 10, ps 1000 psi, kvs 28 , Fluid temperature 41...149°F [5...65°C]¦Valve Actuator, Electronic fail-safe, AC/DC 24 V, On/Off | 357.00
EXT-B2050-PWV-NPT+CQKXUP | Potable Water Valve | Water | Potable Water Valve, 2-way, DN 15, internal thread, Rp 1/2", PN 10, ps 1000 psi, kvs 28 , Fluid temperature 41...149°F [5...65°C]¦Valve Actuator, Electronic fail-safe, AC/DC 100...240 V, On/Off | 380.00
EXT-B2050-PWV-NPT+CQX24-3 | Potable Water Valve | Water | Potable Water Valve, 2-way, DN 15, internal thread, Rp 1/2", PN 10, ps 1000 psi, kvs 28 , Fluid temperature 41...149°F [5...65°C]¦Configurable Valve Actuator, Non fail-safe, AC/DC 24 V, On/Off, Floating point | 357.00
EXT-B2050-PWV-NPT+CQXUP-3 | Potable Water Valve | Water | Potable Water Valve, 2-way, DN 15, internal thread, Rp 1/2", PN 10, ps 1000 psi, kvs 28 , Fluid temperature 41...149°F [5...65°C]¦Configurable Valve Actuator, Non fail-safe, AC 100...240 V, On/Off, Floating point | 376.00
EXT-B2050-PWV-PF+CQB24-3 | Potable Water Valve | Water | Potable Water Valve, 2-way, DN 15, internal thread, Rp 1/2", PN 10, ps 1000 psi, kvs 28 , Fluid temperature 41...149°F [5...65°C]¦Valve Actuator, Non fail-safe, AC/DC 24 V, On/Off, Floating point | 425.00
EXT-B2050-PWV-PF+CQBUP-3 | Potable Water Valve | Water | Potable Water Valve, 2-way, DN 15, internal thread, Rp 1/2", PN 10, ps 1000 psi, kvs 28 , Fluid temperature 41...149°F [5...65°C]¦Valve Actuator, Non fail-safe, AC 100...240 V, On/Off, Floating point | 437.00
EXT-B2050-PWV-PF+CQKB24-LL | Potable Water Valve | Water | Potable Water Valve, 2-way, DN 15, internal thread, Rp 1/2", PN 10, ps 1000 psi, kvs 28 , Fluid temperature 41...149°F [5...65°C]¦Valve Actuator, Electronic fail-safe, AC/DC 24 V, On/Off, Normally Open, Fail-safe position Open | 425.00
EXT-B2050-PWV-PF+CQKB24-RR | Potable Water Valve | Water | Potable Water Valve, 2-way, DN 15, internal thread, Rp 1/2", PN 10, ps 1000 psi, kvs 28 , Fluid temperature 41...149°F [5...65°C]¦Valve Actuator, Electronic fail-safe, AC/DC 24 V, On/Off, Normally Closed, Fail-safe position Closed | 425.00
EXT-B2050-PWV-PF+CQKB24-S-LL | Potable Water Valve | Water | Potable Water Valve, 2-way, DN 15, internal thread, Rp 1/2", PN 10, ps 1000 psi, kvs 28 , Fluid temperature 41...149°F [5...65°C]¦Valve Actuator, Electronic fail-safe, AC/DC 24 V, On/Off, 1 x SPST, Normally Open, Fail-safe position Open | 447.00
EXT-B2050-PWV-PF+CQKB24-S-RR | Potable Water Valve | Water | Potable Water Valve, 2-way, DN 15, internal thread, Rp 1/2", PN 10, ps 1000 psi, kvs 28 , Fluid temperature 41...149°F [5...65°C]¦Valve Actuator, Electronic fail-safe, AC/DC 24 V, On/Off, 1 x SPST, Normally Closed, Fail-safe position Closed | 447.00
EXT-B2050-PWV-PF+CQKBUP-LL | Potable Water Valve | Water | Potable Water Valve, 2-way, DN 15, internal thread, Rp 1/2", PN 10, ps 1000 psi, kvs 28 , Fluid temperature 41...149°F [5...65°C]¦Valve Actuator, Electronic fail-safe, AC/DC 100...240 V, On/Off, Normally Open, Fail-safe position Open | 452.00
EXT-B2050-PWV-PF+CQKBUP-RR | Potable Water Valve | Water | Potable Water Valve, 2-way, DN 15, internal thread, Rp 1/2", PN 10, ps 1000 psi, kvs 28 , Fluid temperature 41...149°F [5...65°C]¦Valve Actuator, Electronic fail-safe, AC/DC 100...240 V, On/Off, Normally Closed, Fail-safe position Closed | 452.00
EXT-B2050-PWV-PF+CQKX24 | Potable Water Valve | Water | Potable Water Valve, 2-way, DN 15, internal thread, Rp 1/2", PN 10, ps 1000 psi, kvs 28 , Fluid temperature 41...149°F [5...65°C]¦Valve Actuator, Electronic fail-safe, AC/DC 24 V, On/Off | 425.00
EXT-B2050-PWV-PF+CQKXUP | Potable Water Valve | Water | Potable Water Valve, 2-way, DN 15, internal thread, Rp 1/2", PN 10, ps 1000 psi, kvs 28 , Fluid temperature 41...149°F [5...65°C]¦Valve Actuator, Electronic fail-safe, AC/DC 100...240 V, On/Off | 452.00
EXT-B2050-PWV-PF+CQX24-3 | Potable Water Valve | Water | Potable Water Valve, 2-way, DN 15, internal thread, Rp 1/2", PN 10, ps 1000 psi, kvs 28 , Fluid temperature 41...149°F [5...65°C]¦Configurable Valve Actuator, Non fail-safe, AC/DC 24 V, On/Off, Floating point | 425.00
EXT-B2050-PWV-PF+CQXUP-3 | Potable Water Valve | Water | Potable Water Valve, 2-way, DN 15, internal thread, Rp 1/2", PN 10, ps 1000 psi, kvs 28 , Fluid temperature 41...149°F [5...65°C]¦Configurable Valve Actuator, Non fail-safe, AC 100...240 V, On/Off, Floating point | 447.00
EXT-B2075-PWV-NPT+LF120 US | Potable Water Valve | Water | Potable Water Valve, 2-way, DN 20, internal thread, Rp 3/4", PN 10, ps 1000 psi, kvs 42 , Fluid temperature 41...149°F [5...65°C]¦Damper Actuator, 35 in-lb [4 Nm], Spring return, AC 120 V, On/Off | 663.00
EXT-B2075-PWV-NPT+LF24-3 US | Potable Water Valve | Water | Potable Water Valve, 2-way, DN 20, internal thread, Rp 3/4", PN 10, ps 1000 psi, kvs 42 , Fluid temperature 41...149°F [5...65°C]¦Damper Actuator, 35 in-lb [4 Nm], Spring return, AC/DC 24 V, On/Off, Floating point | 707.00
EXT-B2075-PWV-NPT+LF24-3-S US | Potable Water Valve | Water | Potable Water Valve, 2-way, DN 20, internal thread, Rp 3/4", PN 10, ps 1000 psi, kvs 42 , Fluid temperature 41...149°F [5...65°C]¦Valve Actuator, Spring return, AC/DC 24 V, On/Off, Floating point, 1 x SPDT | 777.00
EXT-B2075-PWV-NPT+LRB24-3 | Potable Water Valve | Water | Potable Water Valve, 2-way, DN 20, internal thread, Rp 3/4", PN 10, ps 1000 psi, kvs 42 , Fluid temperature 41...149°F [5...65°C]¦Valve Actuator, Non fail-safe, AC/DC 24 V, On/Off, Floating point | 465.00
EXT-B2075-PWV-NPT+LRB24-3-S | Potable Water Valve | Water | Potable Water Valve, 2-way, DN 20, internal thread, Rp 3/4", PN 10, ps 1000 psi, kvs 42 , Fluid temperature 41...149°F [5...65°C]¦Valve Actuator, Non fail-safe, AC/DC 24 V, On/Off, Floating point, 1 x SPDT | 486.00
EXT-B2075-PWV-NPT+LRX24-3 | Potable Water Valve | Water | Potable Water Valve, 2-way, DN 20, internal thread, Rp 3/4", PN 10, ps 1000 psi, kvs 42 , Fluid temperature 41...149°F [5...65°C]¦Configurable Valve Actuator, Non fail-safe, AC/DC 24 V, On/Off, Floating point | 465.00
EXT-B2075-PWV-NPT+LRX24-3-S | Potable Water Valve | Water | Potable Water Valve, 2-way, DN 20, internal thread, Rp 3/4", PN 10, ps 1000 psi, kvs 42 , Fluid temperature 41...149°F [5...65°C]¦Configurable Valve Actuator, Non fail-safe, AC/DC 24 V, On/Off, Floating point, 1 x SPDT | 567.00
EXT-B2075-PWV-PF+LF120 US | Potable Water Valve | Water | Potable Water Valve, 2-way, DN 20, internal thread, Rp 3/4", PN 10, ps 1000 psi, kvs 42 , Fluid temperature 41...149°F [5...65°C]¦Damper Actuator, 35 in-lb [4 Nm], Spring return, AC 120 V, On/Off | 789.00
EXT-B2075-PWV-PF+LF24-3 US | Potable Water Valve | Water | Potable Water Valve, 2-way, DN 20, internal thread, Rp 3/4", PN 10, ps 1000 psi, kvs 42 , Fluid temperature 41...149°F [5...65°C]¦Damper Actuator, 35 in-lb [4 Nm], Spring return, AC/DC 24 V, On/Off, Floating point | 840.00
EXT-B2075-PWV-PF+LF24-3-S US | Potable Water Valve | Water | Potable Water Valve, 2-way, DN 20, internal thread, Rp 3/4", PN 10, ps 1000 psi, kvs 42 , Fluid temperature 41...149°F [5...65°C]¦Valve Actuator, Spring return, AC/DC 24 V, On/Off, Floating point, 1 x SPDT | 924.00
EXT-B2075-PWV-PF+LRB24-3 | Potable Water Valve | Water | Potable Water Valve, 2-way, DN 20, internal thread, Rp 3/4", PN 10, ps 1000 psi, kvs 42 , Fluid temperature 41...149°F [5...65°C]¦Valve Actuator, Non fail-safe, AC/DC 24 V, On/Off, Floating point | 553.00
EXT-B2075-PWV-PF+LRB24-3-S | Potable Water Valve | Water | Potable Water Valve, 2-way, DN 20, internal thread, Rp 3/4", PN 10, ps 1000 psi, kvs 42 , Fluid temperature 41...149°F [5...65°C]¦Valve Actuator, Non fail-safe, AC/DC 24 V, On/Off, Floating point, 1 x SPDT | 575.00
EXT-B2075-PWV-PF+LRX24-3 | Potable Water Valve | Water | Potable Water Valve, 2-way, DN 20, internal thread, Rp 3/4", PN 10, ps 1000 psi, kvs 42 , Fluid temperature 41...149°F [5...65°C]¦Configurable Valve Actuator, Non fail-safe, AC/DC 24 V, On/Off, Floating point | 553.00
EXT-B2075-PWV-PF+LRX24-3-S | Potable Water Valve | Water | Potable Water Valve, 2-way, DN 20, internal thread, Rp 3/4", PN 10, ps 1000 psi, kvs 42 , Fluid temperature 41...149°F [5...65°C]¦Configurable Valve Actuator, Non fail-safe, AC/DC 24 V, On/Off, Floating point, 1 x SPDT | 675.00
EXT-B2100-PWV-NPT+LF120 US | Potable Water Valve | Water | Potable Water Valve, 2-way, DN 25, internal thread, Rp 1", PN 10, ps 1000 psi, kvs 70 , Fluid temperature 41...149°F [5...65°C]¦Damper Actuator, 35 in-lb [4 Nm], Spring return, AC 120 V, On/Off | 758.00
EXT-B2100-PWV-NPT+LF24-3 US | Potable Water Valve | Water | Potable Water Valve, 2-way, DN 25, internal thread, Rp 1", PN 10, ps 1000 psi, kvs 70 , Fluid temperature 41...149°F [5...65°C]¦Damper Actuator, 35 in-lb [4 Nm], Spring return, AC/DC 24 V, On/Off, Floating point | 800.00
EXT-B2100-PWV-NPT+LF24-3-S US | Potable Water Valve | Water | Potable Water Valve, 2-way, DN 25, internal thread, Rp 1", PN 10, ps 1000 psi, kvs 70 , Fluid temperature 41...149°F [5...65°C]¦Valve Actuator, Spring return, AC/DC 24 V, On/Off, Floating point, 1 x SPDT | 870.00
EXT-B2100-PWV-NPT+LRB24-3 | Potable Water Valve | Water | Potable Water Valve, 2-way, DN 25, internal thread, Rp 1", PN 10, ps 1000 psi, kvs 70 , Fluid temperature 41...149°F [5...65°C]¦Valve Actuator, Non fail-safe, AC/DC 24 V, On/Off, Floating point | 559.00
EXT-B2100-PWV-NPT+LRB24-3-S | Potable Water Valve | Water | Potable Water Valve, 2-way, DN 25, internal thread, Rp 1", PN 10, ps 1000 psi, kvs 70 , Fluid temperature 41...149°F [5...65°C]¦Valve Actuator, Non fail-safe, AC/DC 24 V, On/Off, Floating point, 1 x SPDT | 581.00
EXT-B2100-PWV-NPT+LRX24-3 | Potable Water Valve | Water | Potable Water Valve, 2-way, DN 25, internal thread, Rp 1", PN 10, ps 1000 psi, kvs 70 , Fluid temperature 41...149°F [5...65°C]¦Configurable Valve Actuator, Non fail-safe, AC/DC 24 V, On/Off, Floating point | 559.00
EXT-B2100-PWV-NPT+LRX24-3-S | Potable Water Valve | Water | Potable Water Valve, 2-way, DN 25, internal thread, Rp 1", PN 10, ps 1000 psi, kvs 70 , Fluid temperature 41...149°F [5...65°C]¦Configurable Valve Actuator, Non fail-safe, AC/DC 24 V, On/Off, Floating point, 1 x SPDT | 661.00
EXT-B2100-PWV-PF+LF120 US | Potable Water Valve | Water | Potable Water Valve, 2-way, DN 25, internal thread, Rp 1", PN 10, ps 1000 psi, kvs 70 , Fluid temperature 41...149°F [5...65°C]¦Damper Actuator, 35 in-lb [4 Nm], Spring return, AC 120 V, On/Off | 902.00
EXT-B2100-PWV-PF+LF24-3 US | Potable Water Valve | Water | Potable Water Valve, 2-way, DN 25, internal thread, Rp 1", PN 10, ps 1000 psi, kvs 70 , Fluid temperature 41...149°F [5...65°C]¦Damper Actuator, 35 in-lb [4 Nm], Spring return, AC/DC 24 V, On/Off, Floating point | 953.00
EXT-B2100-PWV-PF+LF24-3-S US | Potable Water Valve | Water | Potable Water Valve, 2-way, DN 25, internal thread, Rp 1", PN 10, ps 1000 psi, kvs 70 , Fluid temperature 41...149°F [5...65°C]¦Valve Actuator, Spring return, AC/DC 24 V, On/Off, Floating point, 1 x SPDT | 1036.00
EXT-B2100-PWV-PF+LRB24-3 | Potable Water Valve | Water | Potable Water Valve, 2-way, DN 25, internal thread, Rp 1", PN 10, ps 1000 psi, kvs 70 , Fluid temperature 41...149°F [5...65°C]¦Valve Actuator, Non fail-safe, AC/DC 24 V, On/Off, Floating point | 665.00
EXT-B2100-PWV-PF+LRB24-3-S | Potable Water Valve | Water | Potable Water Valve, 2-way, DN 25, internal thread, Rp 1", PN 10, ps 1000 psi, kvs 70 , Fluid temperature 41...149°F [5...65°C]¦Valve Actuator, Non fail-safe, AC/DC 24 V, On/Off, Floating point, 1 x SPDT | 687.00
EXT-B2100-PWV-PF+LRX24-3 | Potable Water Valve | Water | Potable Water Valve, 2-way, DN 25, internal thread, Rp 1", PN 10, ps 1000 psi, kvs 70 , Fluid temperature 41...149°F [5...65°C]¦Configurable Valve Actuator, Non fail-safe, AC/DC 24 V, On/Off, Floating point | 665.00
EXT-B2100-PWV-PF+LRX24-3-S | Potable Water Valve | Water | Potable Water Valve, 2-way, DN 25, internal thread, Rp 1", PN 10, ps 1000 psi, kvs 70 , Fluid temperature 41...149°F [5...65°C]¦Configurable Valve Actuator, Non fail-safe, AC/DC 24 V, On/Off, Floating point, 1 x SPDT | 787.00
EXT-FW-684D | Sensor | Air | 1/4" to 1/2" Thermowell Adaptor for Retrofit Solutions | 8.00
EXT-LD14102BE1AX+AMX24-3-X1 | Potable Water Valve | Water | Potable Water Valve (BV), 2-way, ANSI Class Consistent with 125, Cv 115 ¦Configurable Valve Actuator, Non fail-safe, AC/DC 24 V, On/Off, Floating point | 999.00
EXT-LD14102BE1AX+GRCX24-3-T N4 | Potable Water Valve | Water | Potable Water Valve (BV), 2-way, ANSI Class Consistent with 125, Cv 115 ¦Configurable Valve Actuator, Non fail-safe, AC/DC 24 V, On/Off, Floating point, NEMA 4X, terminals | 1650.00
EXT-LD14103BE1AX+DRCX24-3-T N4 | Potable Water Valve | Water | Potable Water Valve (BV), 2-way, ANSI Class Consistent with 125, Cv 302 ¦Configurable Valve Actuator, Non fail-safe, AC/DC 24 V, On/Off, Floating point, NEMA 4X, terminals | 2860.00
EXT-LD14103BE1AX+GKRX24-3 N4 | Potable Water Valve | Water | Potable Water Valve (BV), 2-way, ANSI Class Consistent with 125, Cv 302 ¦Valve Actuator, Electronic fail-safe, AC 24 V, On/Off, Floating point, NEMA 4X | 2906.00
EXT-LD14104BE1AX+DKRX24-3-T | Potable Water Valve | Water | Potable Water Valve (BV), 2-way, ANSI Class Consistent with 125, Cv 600 ¦Valve Actuator, Electronic fail-safe, AC 24 V, On/Off, Floating point, terminals | 2009.00
EXT-LD14104BE1AX+DKRX24-3-T N4 | Potable Water Valve | Water | Potable Water Valve (BV), 2-way, ANSI Class Consistent with 125, Cv 600 ¦Valve Actuator, Electronic fail-safe, AC 24 V, On/Off, Floating point, NEMA 4X, terminals | 3009.00
EXT-LD14104BE1AX+DRCX24-3-T N4 | Potable Water Valve | Water | Potable Water Valve (BV), 2-way, ANSI Class Consistent with 125, Cv 600 ¦Configurable Valve Actuator, Non fail-safe, AC/DC 24 V, On/Off, Floating point, NEMA 4X, terminals | 3000.00
EXT-LD14105BE1AX+DKRX24-3-T | Potable Water Valve | Water | Potable Water Valve (BV), 2-way, ANSI Class Consistent with 125, Cv 1022 ¦Valve Actuator, Electronic fail-safe, AC 24 V, On/Off, Floating point, terminals | 2929.00
EXT-LD14105BE1AX+DKRX24-3-T N4 | Potable Water Valve | Water | Potable Water Valve (BV), 2-way, ANSI Class Consistent with 125, Cv 1022 ¦Valve Actuator, Electronic fail-safe, AC 24 V, On/Off, Floating point, NEMA 4X, terminals | 3929.00
EXT-LD14105BE1AX+DRCX24-3-T N4 | Potable Water Valve | Water | Potable Water Valve (BV), 2-way, ANSI Class Consistent with 125, Cv 1022 ¦Configurable Valve Actuator, Non fail-safe, AC/DC 24 V, On/Off, Floating point, NEMA 4X, terminals | 3140.00
EXT-LD14106BE1AX+DKRX24-3-T | Potable Water Valve | Water | Potable Water Valve (BV), 2-way, ANSI Class Consistent with 125, Cv 1579 ¦Valve Actuator, Electronic fail-safe, AC 24 V, On/Off, Floating point, terminals | 3219.00
EXT-LD14106BE1AX+DKRX24-3-T N4 | Potable Water Valve | Water | Potable Water Valve (BV), 2-way, ANSI Class Consistent with 125, Cv 1579 ¦Valve Actuator, Electronic fail-safe, AC 24 V, On/Off, Floating point, NEMA 4X, terminals | 4219.00
EXT-LD14106BE1AX+DRCX24-3-T N4 | Potable Water Valve | Water | Potable Water Valve (BV), 2-way, ANSI Class Consistent with 125, Cv 1579 ¦Configurable Valve Actuator, Non fail-safe, AC/DC 24 V, On/Off, Floating point, NEMA 4X, terminals | 3303.00
EXT-LD14125BE1AX+AMX24-3-X1 | Potable Water Valve | Water | Potable Water Valve (BV), 2-way, ANSI Class Consistent with 125, Cv 196 ¦Configurable Valve Actuator, Non fail-safe, AC/DC 24 V, On/Off, Floating point | 1051.00
EXT-LD14125BE1AX+GRCX24-3-T N4 | Potable Water Valve | Water | Potable Water Valve (BV), 2-way, ANSI Class Consistent with 125, Cv 196 ¦Configurable Valve Actuator, Non fail-safe, AC/DC 24 V, On/Off, Floating point, NEMA 4X, terminals | 1700.00
EXT-NSV-B03-120 | Electrical accessory | Accessory | Battery backup system, for SY4...6 series actuator | 8616.00
EXT-NSV-B05-120 | Electrical accessory | Accessory | Battery backup system, for SY7...12 series actuator | 9977.00
EXT-NSV-B13-24 | Electrical accessory | Accessory | Battery backup system, for SY4...5 series actuator | 10664.00
EXT-RCF-24 | Sensor | Air | 24V Floating Thermostat | 193.00
EXT-RP-SSRPV | Sensor | Air | Stainless Steel Room Sensor passive | 33.00
EXT-RT-SS1000 | Sensor | Air | Stainless Steel Room Sensor passive, Pt1000 | 41.00
EXT-RT-SS10K2 | Sensor | Air | Stainless Steel Room Sensor passive, NTC10k (10k2) | 24.00
EXT-RT-SS10K3 | Sensor | Air | Stainless Steel Room Sensor passive, NTC10k3 (Precon) | 24.00
EXT-RT-SS20K | Sensor | Air | Stainless Steel Room Sensor passive, NTC20k | 24.00
EXT-TN-1066869 | Sensor | Room and system | Ceiling multi sensor light + motion – active 0..10 V (light), relay (motion) | 541.00
EXT-TN-1071511 | Sensor | Room and system | Outdoor sensor light – active 0..10 V, Li65V | 433.00
EXT-TN-1533736 | Sensor | Air | Enocean Room Temp Sensor | 576.00
EXT-TN-257206 | Sensor | Air | Antenna for Wireless Enocean ANT10-902 Ext antenna, length 32ft | 184.00
EXT-TN-257213 | Sensor | Air | ANT20-902 EXT Antenna, Length 65ft | 225.00
EXT-TN-517690 | Sensor | Air | STC-PLUS-4DO-902 Ext mod STC-DO8 4 x DO | 490.00
EXT-TN-550123 | Sensor | Air | TH-SR-L-WH-902 Thanos,Large, White, 24V | 1965.00
EXT-TN-550147 | Sensor | Air | TH-SR-L-BL-902 Thanos, Large Black, 24V | 1965.00
EXT-TN-550154 | Sensor | Air | TH-SR-LQ-WH-902 Thanos LQ,White,24V | 1965.00
EXT-TN-550161 | Sensor | Air | TH-SR-LQ-BL-902 Thanos LQ,Black,24V | 1965.00
EXT-TN-550178 | Sensor | Air | TH-SR-S-WH-902 Thanos,Small, White, 24V | 1842.00
EXT-TN-550185 | Sensor | Air | TH-SR-S-BL-902 Thanos, Small, Black, 24V | 1842.00
EXT-TN-550192 | Sensor | Air | TH-SR-rH-L-WH-902 Thanos Temp/RH, 24V | 2209.00
EXT-TN-550208 | Sensor | Air | TH-SR-rH-L-BL-902 Thanos Temp/RH, 24V | 2209.00
EXT-TN-550215 | Sensor | Air | TH-SR-rH-LQ-WH-902 Thanos,T/RH,24V | 2209.00
EXT-TN-550222 | Sensor | Air | TH-SR-rH-LQ-BL-902 Thanos,T/RH, 24V | 2209.00
EXT-TN-550239 | Sensor | Air | TH-SR-rH-S-WH-902 Thanos Temp/RH,24V | 2087.00
EXT-TN-550246 | Sensor | Air | TH-SR-rH-S-BL-902 Thanos Temp/RH, 24V | 2087.00
EXT-TN-550253 | Sensor | Air | LC-SR04-902 Room Temp,No Battery back up | 276.00
EXT-TN-550260 | Sensor | Air | LC-SR04-rH-902 Room Temp/RH - No Battery | 405.00
EXT-TN-550291 | Sensor | Air | SR04-902, Enocean Room Temp Sensor, 902 mHz | 364.00
EXT-TN-550307 | Sensor | Air | SR04P-902, Enocean Room Temp Sensor,Setpoint, 902mhz | 405.00
EXT-TN-550314 | Sensor | Air | SR04T-902 Room Temp, Occupancy, 902mhz | 405.00
EXT-TN-550321 | Sensor | Air | SR04P-MS-902 Room Temp, setpoint,Night | 487.00
EXT-TN-550338 | Sensor | Air | SR04PT-902 Room Temp,Setpoint,Occupancy | 487.00
EXT-TN-550345 | Sensor | Air | SR04PS-902 Room Temp,Setpoint,Fan speed | 527.00
EXT-TN-550352 | Sensor | Air | SR04PST-902 Room Temp,setpoint,Fan,Occ | 570.00
EXT-TN-550413 | Sensor | Air | SR04-rH-902 Room Temp/RH, 902mhz | 651.00
EXT-TN-550420 | Sensor | Air | SR04P-rH-902 Room Temp/RH,Setpoint | 774.00
EXT-TN-550437 | Sensor | Air | SR04P-MS-rH-902 Temp/RH setpoint,Night | 814.00
EXT-TN-550444 | Sensor | Air | SR04PT-rH-902 Room Temp/RH,Setpoint,Occu | 814.00
EXT-TN-550468 | Sensor | Air | SR04CO2-902 Room Temp/CO2 | 1021.00
EXT-TN-550475 | Sensor | Air | SR04CO2-rH-902 Room Temp/RH/CO2 | 1157.00
EXT-TN-550482 | Sensor | Air | SR04CO2-TLF-902 Room Temp/CO2 LED | 1145.00
EXT-TN-550499 | Sensor | Air | SR04CO2-LCD-902 Room Temp/CO2 LCD | 1145.00
EXT-TN-550505 | Sensor | Air | SR04CO2-rH-LCD-TLF-902 Temp/RH/CO2 LCD/LED | 1308.00
EXT-TN-550512 | Sensor | Air | SR04CO2-rH-LCD-902 Room Temp/RH/CO2 LCD | 1289.00
EXT-TN-550529 | Sensor | Air | SR04CO2--LCD-TLF-902 Room Temp/CO2 LCD/LED | 1163.00
EXT-TN-550895 | Sensor | Air | 4-CH-EC-902 4 Button Remote Control | 348.00
EXT-TN-550925 | Sensor | Air | STC65-FTT-LON-902 LON Transceiver | 983.00
EXT-TN-550932 | Sensor | Air | STC65-Ethernet-902 Ethernet Transceiver | 1064.00
EXT-TN-550956 | Sensor | Air | STC-MSG-902 Wireless Message-Server, 16CH | 1023.00
EXT-TN-550963 | Sensor | Air | SRC-ADO-4AO/2DO-1 Receiver 4AO/2DO,902mh | 1064.00
EXT-TN-550970 | Sensor | Air | SRC-ADO-4AO/2DO-2 Receiver 4AO/2DO,902mh | 1064.00
EXT-TN-550987 | Sensor | Air | SRC-ADO-4AO/4DO-1 Receiver 4AO/4DO,902mh | 1145.00
EXT-TN-550994 | Sensor | Air | SRC-ADO-4AO/4DO-2 Receiver 4AO/4DO,902mh | 1145.00
EXT-TN-551007 | Sensor | Air | STC-DO8-24V-1-902 Trans,heat/cool, 8DO | 1023.00
EXT-TN-551021 | Sensor | Air | STC-DO8-24V-2-902 Trans Fan Coil,8DO | 1023.00
EXT-TN-551038 | Sensor | Air | STC-DO8-24V-3-902 Trans Fancoil,8DO | 1023.00
EXT-TN-551120 | Sensor | Air | SRCAO-CL-24V-902 climate receiver,vdc | 490.00
EXT-TN-551137 | Sensor | Air | SRCAO-CL-VV-24-902 climate receiver 2vdc | 553.00
EXT-TN-551151 | Sensor | Air | SRCAO-ML-V-24-902 multi receiver, vdc | 490.00
EXT-TN-551168 | Sensor | Air | SRCAO-ML-VV-24-902 multi receiver, 2vdc | 553.00
EXT-TN-560030 | Sensor | Air | TK-EN-USB-902 EnOcean Wireless USB Stick | 282.00
EXT-TN-566711 | Sensor | Air | TK-AS-902, EnOcean airScan field strength measuring USB Licensed, 902mhz | 818.00
EXT-TN-568395 | Sensor | Air | SRC65 BACnet 902 MSTP Receiver | 900.00
EXT-TN-568760 | Sensor | Air | STC65 Modbus 902 Modbus Transceiver | 900.00
EXT-TN-593632 | Sensor | Air | STC-BACnet/IP-868, EnOcean BACnet/IP | 1343.00
EXT-TN-593656 | Sensor | Air | STC-BACnet/IP-902, EnOcean BACnet/IP | 1433.00
EXT-TN-599832 | Sensor | Air | SR65-902 Outdoor Air Temp, 902mhz | 430.00
EXT-TN-599856 | Sensor | Air | SR65-Li-902 Outdoor Light Sensor 902 mHz | 573.00
EXT-TN-599863 | Sensor | Air | SR65-DI-902 Digital Input-module | 471.00
EXT-TN-599870 | Sensor | Air | EXT-TN-599870 | 450.00
EXT-TN-599887 | Sensor | Air | SR65-TF25-100-902 Cable Temp, 3.2ft | 450.00
EXT-TN-601214 | Sensor | Air | SR06-LCD-2T-902 Room Temp (2 Button) | 655.00
EXT-TN-601221 | Sensor | Air | SR06-LCD-4T-902 Room Temp (4 button) | 696.00
EXT-TN-606769 | Sensor | Air | STC-DO-24V-902 multi receiver relay out | 471.00
EXT-TN-606783 | Sensor | Air | SR65-3AI-902 3 x 0-10VDC Input module | 490.00
EXT-TN-611725 | Sensor | Air | SR65-TF25-200-902 Cable Temp, 6.5ft | 471.00
EXT-TN-613880 | Sensor | Air | SR06-LCD-rH-2T-902 Room T & RH(2 Button) | 941.00
EXT-TN-616027 | Sensor | Air | SR65-VFG-902 Pipe Contract Temp, 902mhz | 450.00
EXT-TN-616287 | Sensor | Air | SR65-rH-902 Outdoor Air Temp/RH, 902mhz | 818.00
EXT-TN-618588 | Sensor | Air | SRE-Repeater/B-ext-902, Enocean Repeater | 511.00
EXT-TN-674805 | Sensor | Air | SR06LCD-4T-902 Type 3 Room Temp | 696.00
EXT-TN-902151 | Sensor | Air | SAB-05-902, Enocean Valce ACT TK-MD15-FTL | 450.00
EXT-TN-M9-EDWS | Sensor | Air | TK-EDWS-902 Window/door contact switch | 266.00
EXT-TN-M9EOSC | Sensor | Air | TK-EOSC-902 Ceiling Occupancy Sensor | 405.00
EXT-TN-M9EOSW | Sensor | Air | TK-EOSW-902 Wall Occupancy Sensor | 405.00
EXT-TN-M9-KC1 | Sensor | Air | TK-KC1-902 Key Card Switch, 902mhz | 266.00
EXT-TN-M9-ML2 | Sensor | Air | SR-MDS-Solar-902 Light/Motion,902mhz | 533.00
EXT-TN-M9SW1 | Sensor | Air | NA-2CH-SM-CR-902 Single rocker switch | 266.00
EXT-TN-M9SW2 | Sensor | Air | NA-4CH-SM-CR-902 Double rocker switch | 286.00
EXT-TN-MI-HS-902 | Sensor | Air | SR-MI-HS-902 Energy Meter 3 Pulse Inputs | 593.00
EXT-TTS-M1612 | Sensor | Air | M16 to 1/2" NPT Thread Adaptor | 20.00
F6100-150SHP+2*AFBUP-S-X1 | Butterfly Valve | Water | Butterfly Valve (BFV), 4", 2-way, ANSI Class 150, Cv 451 ¦Valve Actuator, Spring return, AC 24...240 V / DC 24...125 V, On/Off, 2 x SPDT | 4142.00
F6100-150SHP+2*AFBUP-X1 | Butterfly Valve | Water | Butterfly Valve (BFV), 4", 2-way, ANSI Class 150, Cv 451 ¦Valve Actuator, Spring return, AC 24...240 V / DC 24...125 V, On/Off | 4036.00
F6100-150SHP+2*AFX24-MFT-S-X1 | Butterfly Valve | Water | Butterfly Valve (BFV), 4", 2-way, ANSI Class 150, Cv 451 ¦Valve Actuator, Spring return, AC/DC 24 V, 2...10 V, 2 x SPDT, MFT/programmable | 4360.00
F6100-150SHP+2*AFX24-MFT-X1 | Butterfly Valve | Water | Butterfly Valve (BFV), 4", 2-way, ANSI Class 150, Cv 451 ¦Valve Actuator, Spring return, AC/DC 24 V, 2...10 V, MFT/programmable | 4250.00
F6100-150SHP+2*GKX24-MFT-X1 | Butterfly Valve | Water | Butterfly Valve (BFV), 4", 2-way, ANSI Class 150, Cv 451 ¦Valve Actuator, Electronic fail-safe, AC/DC 24 V, 2...10 V, MFT/programmable | 6003.00
F6100-150SHP+2*GMX24-MFT-X1 | Butterfly Valve | Water | Butterfly Valve (BFV), 4", 2-way, ANSI Class 150, Cv 451 ¦Valve Actuator, Non fail-safe, AC/DC 24 V, 2...10 V, MFT/programmable | 4322.00
F6100-150SHP+GKX24-MFT-X1 | Butterfly Valve | Water | Butterfly Valve (BFV), 4", 2-way, ANSI Class 150, Cv 451 ¦Configurable Valve Actuator, Electronic fail-safe, AC/DC 24 V, 2...10 V, MFT/programmable | 4746.00
F6100-150SHP+GMB24-3-X1 | Butterfly Valve | Water | Butterfly Valve (BFV), 4", 2-way, ANSI Class 150, Cv 451 ¦Valve Actuator, Non fail-safe, AC/DC 24 V, On/Off, Floating point | 3738.00
F6100-150SHP+GMB24-MFT-X1 | Butterfly Valve | Water | Butterfly Valve (BFV), 4", 2-way, ANSI Class 150, Cv 451 ¦Valve Actuator, Non fail-safe, AC/DC 24 V, 2...10 V, MFT/programmable | 3856.00
F6100-150SHP+GMX24-MFT-T-X1 N4 | Butterfly Valve | Water | Butterfly Valve (BFV), 4", 2-way, ANSI Class 150, Cv 451 ¦Configurable Valve Actuator, Non fail-safe, AC/DC 24 V, 2...10 V, NEMA 4X, terminals | 5057.00
F6100-150SHP+GMX24-MFT-X1 | Butterfly Valve | Water | Butterfly Valve (BFV), 4", 2-way, ANSI Class 150, Cv 451 ¦Configurable Valve Actuator, Non fail-safe, AC/DC 24 V, 2...10 V, MFT/programmable | 3856.00
F6100-150SHP+GW11 | Butterfly Valve | Water | Butterfly Valve (BFV), 4", 2-way, ANSI Class 150, Cv 451 | 4107.00
F6100-150SHP+HND06 | Butterfly Valve | Water | Butterfly Valve, 2-way, ANSI Class 150, DN 100, flange, ps¦Butterfly Valve (BFV), 4", 2-way, ANSI Class 150, Cv 451 | 3124.00
F6100-150SHP+PKRXUP-MFT-T | Butterfly Valve | Water | Butterfly Valve (BFV), 4", 2-way, ANSI Class 150, Cv 451 ¦Configurable Valve Actuator, Electronic fail-safe, AC 24...240 V / DC 24...125 V, 2...10 V, 2 x SPDT, terminals, BACnet MS/TP Modbus RTU MP-Bus, MFT/programmable | 8286.00
F6100-150SHP+PRBUP-3-T | Butterfly Valve | Water | Butterfly Valve (BFV), 4", 2-way, ANSI Class 150, Cv 451 ¦Valve Actuator, Non fail-safe, AC 24...240 V / DC 24...125 V, On/Off, Floating point, 2 x SPDT, terminals | 5639.00
F6100-150SHP+PRBUP-MFT-T | Butterfly Valve | Water | Butterfly Valve (BFV), 4", 2-way, ANSI Class 150, Cv 451 ¦Valve Actuator, Non fail-safe, AC 24...240 V / DC 24...125 V, 2...10 V, 2 x SPDT, terminals, BACnet MS/TP Modbus RTU MP-Bus, MFT/programmable | 7208.00
F6100-150SHP+PRXUP-MFT-T | Butterfly Valve | Water | Butterfly Valve (BFV), 4", 2-way, ANSI Class 150, Cv 451 ¦Configurable Valve Actuator, Non fail-safe, AC 24...240 V / DC 24...125 V, 2...10 V, 2 x SPDT, terminals, BACnet MS/TP Modbus RTU MP-Bus, MFT/programmable | 7208.00
F6100-300SHP+2*GKX24-MFT-X1 | Butterfly Valve | Water | Butterfly Valve (BFV), 4", 2-way, ANSI Class 300, Cv 451 ¦Valve Actuator, Electronic fail-safe, AC/DC 24 V, 2...10 V, MFT/programmable | 6285.00
F6100-300SHP+2*GMX24-MFT-X1 | Butterfly Valve | Water | Butterfly Valve (BFV), 4", 2-way, ANSI Class 300, Cv 451 ¦Valve Actuator, Non fail-safe, AC/DC 24 V, 2...10 V, MFT/programmable | 4599.00
F6100-300SHP+GKX24-MFT-X1 | Butterfly Valve | Water | Butterfly Valve (BFV), 4", 2-way, ANSI Class 300, Cv 451 ¦Configurable Valve Actuator, Electronic fail-safe, AC/DC 24 V, 2...10 V, MFT/programmable | 4975.00
F6100-300SHP+GMB24-3-X1 | Butterfly Valve | Water | Butterfly Valve (BFV), 4", 2-way, ANSI Class 300, Cv 451 ¦Valve Actuator, Non fail-safe, AC/DC 24 V, On/Off, Floating point | 3996.00
F6100-300SHP+GMB24-MFT-X1 | Butterfly Valve | Water | Butterfly Valve (BFV), 4", 2-way, ANSI Class 300, Cv 451 ¦Valve Actuator, Non fail-safe, AC/DC 24 V, 2...10 V, MFT/programmable | 4114.00
F6100-300SHP+GMCX24-3-T-X1 N4 | Butterfly Valve | Water | Butterfly Valve (BFV), 4", 2-way, ANSI Class 300, Cv 451 ¦Configurable Valve Actuator, Non fail-safe, AC/DC 24 V, On/Off, Floating point, NEMA 4X, terminals | 5456.00
F6100-300SHP+GMX24-MFT-T-X1 N4 | Butterfly Valve | Water | Butterfly Valve (BFV), 4", 2-way, ANSI Class 300, Cv 451 ¦Configurable Valve Actuator, Non fail-safe, AC/DC 24 V, 2...10 V, NEMA 4X, terminals | 5686.00
F6100-300SHP+GMX24-MFT-X1 | Butterfly Valve | Water | Butterfly Valve (BFV), 4", 2-way, ANSI Class 300, Cv 451 ¦Configurable Valve Actuator, Non fail-safe, AC/DC 24 V, 2...10 V, MFT/programmable | 4114.00
F6100-300SHP+GW11 | Butterfly Valve | Water | Butterfly Valve (BFV), 4", 2-way, ANSI Class 300, Cv 451 | 4016.00
F6100-300SHP+HND06 | Butterfly Valve | Water | Butterfly Valve, 2-way, ANSI Class 300, DN 100, flange, ps¦Butterfly Valve (BFV), 4", 2-way, ANSI Class 300, Cv 451 | 3259.00
F6100-300SHP+PKRXUP-MFT-T | Butterfly Valve | Water | Butterfly Valve (BFV), 4", 2-way, ANSI Class 300, Cv 451 ¦Configurable Valve Actuator, Electronic fail-safe, AC 24...240 V / DC 24...125 V, 2...10 V, 2 x SPDT, terminals, BACnet MS/TP Modbus RTU MP-Bus, MFT/programmable | 8547.00
F6100-300SHP+PRBUP-3-T | Butterfly Valve | Water | Butterfly Valve (BFV), 4", 2-way, ANSI Class 300, Cv 451 ¦Valve Actuator, Non fail-safe, AC 24...240 V / DC 24...125 V, On/Off, Floating point, 2 x SPDT, terminals | 5630.00
F6100-300SHP+PRBUP-MFT-T | Butterfly Valve | Water | Butterfly Valve (BFV), 4", 2-way, ANSI Class 300, Cv 451 ¦Valve Actuator, Non fail-safe, AC 24...240 V / DC 24...125 V, 2...10 V, 2 x SPDT, terminals, BACnet MS/TP Modbus RTU MP-Bus, MFT/programmable | 7395.00
F6100-300SHP+PRXUP-MFT-T | Butterfly Valve | Water | Butterfly Valve (BFV), 4", 2-way, ANSI Class 300, Cv 451 ¦Configurable Valve Actuator, Non fail-safe, AC 24...240 V / DC 24...125 V, 2...10 V, 2 x SPDT, terminals, BACnet MS/TP Modbus RTU MP-Bus, MFT/programmable | 7395.00
F6100HD+DKRX24-3-T | Butterfly Valve | Water | Butterfly Valve (BFV), 4", 2-way, ANSI Class Consistent with 125, Cv 600 ¦Valve Actuator, Electronic fail-safe, AC 24 V, On/Off, Floating point, terminals | 1712.00
F6100HD+DKRX24-3-T N4 | Butterfly Valve | Water | Butterfly Valve (BFV), 4", 2-way, ANSI Class Consistent with 125, Cv 600 ¦Valve Actuator, Electronic fail-safe, AC 24 V, On/Off, Floating point, NEMA 4X, terminals | 3054.00
F6100HD+DKRX24-MFT-T | Butterfly Valve | Water | Butterfly Valve (BFV), 4", 2-way, ANSI Class Consistent with 125, Cv 600 ¦Valve Actuator, Electronic fail-safe, AC/DC 24 V, 2...10 V, terminals, MFT/programmable | 2362.00
F6100HD+DKRX24-MFT-T N4 | Butterfly Valve | Water | Butterfly Valve (BFV), 4", 2-way, ANSI Class Consistent with 125, Cv 600 ¦Configurable Valve Actuator, Electronic fail-safe, AC/DC 24 V, 2...10 V, NEMA 4X, terminals | 3506.00
F6100HD+DRB24-MFT-T | Butterfly Valve | Water | Butterfly Valve (BFV), 4", 2-way, ANSI Class Consistent with 125, Cv 600 ¦Valve Actuator, Non fail-safe, AC/DC 24 V, 2...10 V, terminals, MFT/programmable | 1467.00
F6100HD+DRCX120-3 | Butterfly Valve | Water | Butterfly Valve (BFV), 4", 2-way, ANSI Class Consistent with 125, Cv 600 ¦Valve Actuator, Non fail-safe, AC/DC 100...240 V, On/Off, Floating point | 1307.00
F6100HD+DRCX120-3 N4 | Butterfly Valve | Water | Butterfly Valve (BFV), 4", 2-way, ANSI Class Consistent with 125, Cv 600 ¦Configurable Valve Actuator, Non fail-safe, AC 100...240 V, On/Off, NEMA 4X, terminals | 2910.00
F6100HD+DRCX24-3-T | Butterfly Valve | Water | Butterfly Valve (BFV), 4", 2-way, ANSI Class Consistent with 125, Cv 600 ¦Configurable Valve Actuator, Non fail-safe, AC/DC 24 V, On/Off, Floating point, terminals | 1303.00
F6100HD+DRCX24-3-T N4 | Butterfly Valve | Water | Butterfly Valve (BFV), 4", 2-way, ANSI Class Consistent with 125, Cv 600 ¦Configurable Valve Actuator, Non fail-safe, AC/DC 24 V, On/Off, Floating point, NEMA 4X, terminals | 2880.00
F6100HD+DRCX24-MFT-T | Butterfly Valve | Water | Butterfly Valve (BFV), 4", 2-way, ANSI Class Consistent with 125, Cv 600 ¦Valve Actuator, Non fail-safe, AC/DC 24 V, 2...10 V, terminals, MFT/programmable | 2333.00
F6100HD+DRCX24-MFT-T N4 | Butterfly Valve | Water | Butterfly Valve (BFV), 4", 2-way, ANSI Class Consistent with 125, Cv 600 ¦Configurable Valve Actuator, Non fail-safe, AC/DC 24 V, 2...10 V, NEMA 4X, terminals | 3092.00
F6100HD+DRX24-MFT-T | Butterfly Valve | Water | Butterfly Valve (BFV), 4", 2-way, ANSI Class Consistent with 125, Cv 600 ¦Configurable Valve Actuator, Non fail-safe, AC/DC 24 V, 2...10 V, terminals, MFT/programmable | 1467.00
F6100HD+DRX24-MFT-T N4 | Butterfly Valve | Water | Butterfly Valve (BFV), 4", 2-way, ANSI Class Consistent with 125, Cv 600 ¦Configurable Valve Actuator, Non fail-safe, AC/DC 24 V, 2...10 V, NEMA 4X, terminals | 3092.00
F6100HD+GW02 | Butterfly Valve | Water | Butterfly Valve, 2-way, ANSI Class Consistent with 125, DN 100, flange, ps¦Butterfly Valve (BFV), 4", 2-way, ANSI Class Consistent with 125, Cv 600 | 704.00
F6100HD+HND02 | Butterfly Valve | Water | Butterfly Valve, 2-way, ANSI Class Consistent with 125, DN 100, flange, ps¦Butterfly Valve (BFV), 4", 2-way, ANSI Class Consistent with 125, Cv 600 | 410.00
F6100HD+PKRXUP-MFT-T | Butterfly Valve | Water | Butterfly Valve (BFV), 4", 2-way, ANSI Class Consistent with 125, Cv 600 ¦Configurable Valve Actuator, Electronic fail-safe, AC 24...240 V / DC 24...125 V, 2...10 V, 2 x SPDT, terminals, BACnet MS/TP Modbus RTU MP-Bus, MFT/programmable | 5578.00
F6100HD+PRBUP-3-T | Butterfly Valve | Water | Butterfly Valve (BFV), 4", 2-way, ANSI Class Consistent with 125, Cv 600 ¦Valve Actuator, Non fail-safe, AC 24...240 V / DC 24...125 V, On/Off, Floating point, 2 x SPDT, terminals | 2842.00
F6100HD+PRBUP-MFT-T | Butterfly Valve | Water | Butterfly Valve (BFV), 4", 2-way, ANSI Class Consistent with 125, Cv 600 ¦Valve Actuator, Non fail-safe, AC 24...240 V / DC 24...125 V, 2...10 V, 2 x SPDT, terminals, BACnet MS/TP Modbus RTU MP-Bus, MFT/programmable | 4363.00
F6100HD+PRXUP-3-T | Butterfly Valve | Water | Butterfly Valve (BFV), 4", 2-way, ANSI Class Consistent with 125, Cv 600 ¦Configurable Valve Actuator, Non fail-safe, AC 24...240 V / DC 24...125 V, On/Off, Floating point, 2 x SPDT, terminals | 2842.00
F6100HD+PRXUP-MFT-T | Butterfly Valve | Water | Butterfly Valve (BFV), 4", 2-way, ANSI Class Consistent with 125, Cv 600 ¦Configurable Valve Actuator, Non fail-safe, AC 24...240 V / DC 24...125 V, 2...10 V, 2 x SPDT, terminals, BACnet MS/TP Modbus RTU MP-Bus, MFT/programmable | 4363.00
F6100HDU+GRCX120-3 | Butterfly Valve | Water | Butterfly Valve (BFV), 4", 2-way, ANSI Class Consistent with 125, Cv 600 ¦Valve Actuator, Non fail-safe, AC/DC 100...240 V, On/Off, Floating point | 1067.00
F6100HDU+GRCX24-3-T N4 | Butterfly Valve | Water | Butterfly Valve (BFV), 4", 2-way, ANSI Class Consistent with 125, Cv 600 ¦Configurable Valve Actuator, Non fail-safe, AC/DC 24 V, On/Off, Floating point, NEMA 4X, terminals | 1935.00
F6100HDU+GRX24-3 | Butterfly Valve | Water | Butterfly Valve (BFV), 4", 2-way, ANSI Class Consistent with 125, Cv 600 ¦Configurable Valve Actuator, Non fail-safe, AC/DC 24 V, On/Off, Floating point | 1082.00
F6100HDU+GRX24-MFT | Butterfly Valve | Water | Butterfly Valve (BFV), 4", 2-way, ANSI Class Consistent with 125, Cv 600 ¦Configurable Valve Actuator, Non fail-safe, AC/DC 24 V, 2...10 V, MFT/programmable | 1186.00
F6100HDU+GRX24-MFT-T N4 | Butterfly Valve | Water | Butterfly Valve (BFV), 4", 2-way, ANSI Class Consistent with 125, Cv 600 ¦Configurable Valve Actuator, Non fail-safe, AC/DC 24 V, 2...10 V, NEMA 4X, terminals | 2061.00
F6100VIC+2*GKX24-MFT-X1 | Butterfly Valve | Water | Butterfly Valve (BFV), 4", 2-way, ANSI Class Grooved AWWA, Cv 820 ¦Valve Actuator, Electronic fail-safe, AC/DC 24 V, 2...10 V, MFT/programmable | 6445.00
F6100VIC+DRCX24-3-T | Butterfly Valve | Water | Butterfly Valve (BFV), 4", 2-way, ANSI Class Grooved AWWA, Cv 820 ¦Configurable Valve Actuator, Non fail-safe, AC/DC 24 V, On/Off, Floating point, terminals | 3829.00
F6100VIC+DRX24-MFT-T | Butterfly Valve | Water | Butterfly Valve (BFV), 4", 2-way, ANSI Class Grooved AWWA, Cv 820 ¦Configurable Valve Actuator, Non fail-safe, AC/DC 24 V, 2...10 V, terminals, MFT/programmable | 3991.00
F6100VIC+PKRXUP-MFT-T | Butterfly Valve | Water | Butterfly Valve (BFV), 4", 2-way, ANSI Class Grooved AWWA, Cv 820 ¦Configurable Valve Actuator, Electronic fail-safe, AC 24...240 V / DC 24...125 V, 2...10 V, 2 x SPDT, terminals, BACnet MS/TP Modbus RTU MP-Bus, MFT/programmable | 6462.00
F6100VIC+PRBUP-3-T | Butterfly Valve | Water | Butterfly Valve (BFV), 4", 2-way, ANSI Class Grooved AWWA, Cv 820 ¦Valve Actuator, Non fail-safe, AC 24...240 V / DC 24...125 V, On/Off, Floating point, 2 x SPDT, terminals | 3987.00
F6100VIC+PRBUP-MFT-T | Butterfly Valve | Water | Butterfly Valve (BFV), 4", 2-way, ANSI Class Grooved AWWA, Cv 820 ¦Valve Actuator, Non fail-safe, AC 24...240 V / DC 24...125 V, 2...10 V, 2 x SPDT, terminals, BACnet MS/TP Modbus RTU MP-Bus, MFT/programmable | 5630.00
F6100VIC+PRXUP-MFT-T | Butterfly Valve | Water | Butterfly Valve (BFV), 4", 2-way, ANSI Class Grooved AWWA, Cv 820 ¦Configurable Valve Actuator, Non fail-safe, AC 24...240 V / DC 24...125 V, 2...10 V, 2 x SPDT, terminals, BACnet MS/TP Modbus RTU MP-Bus, MFT/programmable | 5630.00
F6125-150SHP+GW12 | Butterfly Valve | Water | Butterfly Valve (BFV), 5", 2-way, ANSI Class 150, Cv 714 | 5656.00
F6125-150SHP+HND07 | Butterfly Valve | Water | Butterfly Valve, 2-way, ANSI Class 150, DN 125, flange, ps¦Butterfly Valve (BFV), 5", 2-way, ANSI Class 150, Cv 714 | 5016.00
F6125-150SHP+PKRXUP-MFT-T | Butterfly Valve | Water | Butterfly Valve (BFV), 5", 2-way, ANSI Class 150, Cv 714 ¦Configurable Valve Actuator, Electronic fail-safe, AC 24...240 V / DC 24...125 V, 2...10 V, 2 x SPDT, terminals, BACnet MS/TP Modbus RTU MP-Bus, MFT/programmable | 9618.00
F6125-150SHP+PRBUP-3-T | Butterfly Valve | Water | Butterfly Valve (BFV), 5", 2-way, ANSI Class 150, Cv 714 ¦Valve Actuator, Non fail-safe, AC 24...240 V / DC 24...125 V, On/Off, Floating point, 2 x SPDT, terminals | 6760.00
F6125-150SHP+PRBUP-MFT-T | Butterfly Valve | Water | Butterfly Valve (BFV), 5", 2-way, ANSI Class 150, Cv 714 ¦Valve Actuator, Non fail-safe, AC 24...240 V / DC 24...125 V, 2...10 V, 2 x SPDT, terminals, BACnet MS/TP Modbus RTU MP-Bus, MFT/programmable | 8544.00
F6125-150SHP+PRXUP-MFT-T | Butterfly Valve | Water | Butterfly Valve (BFV), 5", 2-way, ANSI Class 150, Cv 714 ¦Configurable Valve Actuator, Non fail-safe, AC 24...240 V / DC 24...125 V, 2...10 V, 2 x SPDT, terminals, BACnet MS/TP Modbus RTU MP-Bus, MFT/programmable | 8544.00
F6125-300SHP+GW12 | Butterfly Valve | Water | Butterfly Valve (BFV), 5", 2-way, ANSI Class 300, Cv 714 | 6433.00
F6125-300SHP+HND07 | Butterfly Valve | Water | Butterfly Valve, 2-way, ANSI Class 300, DN 125, flange, ps¦Butterfly Valve (BFV), 5", 2-way, ANSI Class 300, Cv 714 | 5690.00
F6125-300SHP+PKRXUP-MFT-T | Butterfly Valve | Water | Butterfly Valve (BFV), 5", 2-way, ANSI Class 300, Cv 714 ¦Configurable Valve Actuator, Electronic fail-safe, AC 24...240 V / DC 24...125 V, 2...10 V, 2 x SPDT, terminals, BACnet MS/TP Modbus RTU MP-Bus, MFT/programmable | 10555.00
F6125-300SHP+PRBUP-3-T | Butterfly Valve | Water | Butterfly Valve (BFV), 5", 2-way, ANSI Class 300, Cv 714 ¦Valve Actuator, Non fail-safe, AC 24...240 V / DC 24...125 V, On/Off, Floating point, 2 x SPDT, terminals | 7456.00
F6125-300SHP+PRBUP-MFT-T | Butterfly Valve | Water | Butterfly Valve (BFV), 5", 2-way, ANSI Class 300, Cv 714 ¦Valve Actuator, Non fail-safe, AC 24...240 V / DC 24...125 V, 2...10 V, 2 x SPDT, terminals, BACnet MS/TP Modbus RTU MP-Bus, MFT/programmable | 9240.00
F6125-300SHP+PRXUP-MFT-T | Butterfly Valve | Water | Butterfly Valve (BFV), 5", 2-way, ANSI Class 300, Cv 714 ¦Configurable Valve Actuator, Non fail-safe, AC 24...240 V / DC 24...125 V, 2...10 V, 2 x SPDT, terminals, BACnet MS/TP Modbus RTU MP-Bus, MFT/programmable | 9240.00
F6125HD+DKRX24-3-T | Butterfly Valve | Water | Butterfly Valve (BFV), 5", 2-way, ANSI Class Consistent with 125, Cv 1022 ¦Valve Actuator, Electronic fail-safe, AC 24 V, On/Off, Floating point, terminals | 2514.00
F6125HD+DKRX24-3-T N4 | Butterfly Valve | Water | Butterfly Valve (BFV), 5", 2-way, ANSI Class Consistent with 125, Cv 1022 ¦Valve Actuator, Electronic fail-safe, AC 24 V, On/Off, Floating point, NEMA 4X, terminals | 3173.00
F6125HD+DKRX24-MFT-T | Butterfly Valve | Water | Butterfly Valve (BFV), 5", 2-way, ANSI Class Consistent with 125, Cv 1022 ¦Valve Actuator, Electronic fail-safe, AC/DC 24 V, 2...10 V, terminals, MFT/programmable | 2958.00
F6125HD+DKRX24-MFT-T N4 | Butterfly Valve | Water | Butterfly Valve (BFV), 5", 2-way, ANSI Class Consistent with 125, Cv 1022 ¦Configurable Valve Actuator, Electronic fail-safe, AC/DC 24 V, 2...10 V, NEMA 4X, terminals | 3626.00
F6125HD+DRB24-MFT-T | Butterfly Valve | Water | Butterfly Valve (BFV), 5", 2-way, ANSI Class Consistent with 125, Cv 1022 ¦Valve Actuator, Non fail-safe, AC/DC 24 V, 2...10 V, terminals, MFT/programmable | 1570.00
F6125HD+DRCX120-3 | Butterfly Valve | Water | Butterfly Valve (BFV), 5", 2-way, ANSI Class Consistent with 125, Cv 1022 ¦Valve Actuator, Non fail-safe, AC/DC 100...240 V, On/Off, Floating point | 1471.00
F6125HD+DRCX120-3 N4 | Butterfly Valve | Water | Butterfly Valve (BFV), 5", 2-way, ANSI Class Consistent with 125, Cv 1022 ¦Configurable Valve Actuator, Non fail-safe, AC 100...240 V, On/Off, NEMA 4X, terminals | 3118.00
F6125HD+DRCX24-3-T | Butterfly Valve | Water | Butterfly Valve (BFV), 5", 2-way, ANSI Class Consistent with 125, Cv 1022 ¦Configurable Valve Actuator, Non fail-safe, AC/DC 24 V, On/Off, Floating point, terminals | 1408.00
F6125HD+DRCX24-3-T N4 | Butterfly Valve | Water | Butterfly Valve (BFV), 5", 2-way, ANSI Class Consistent with 125, Cv 1022 ¦Configurable Valve Actuator, Non fail-safe, AC/DC 24 V, On/Off, Floating point, NEMA 4X, terminals | 3015.00
F6125HD+DRCX24-MFT-T N4 | Butterfly Valve | Water | Butterfly Valve (BFV), 5", 2-way, ANSI Class Consistent with 125, Cv 1022 ¦Configurable Valve Actuator, Non fail-safe, AC/DC 24 V, 2...10 V, NEMA 4X, terminals | 3227.00
F6125HD+DRX24-MFT-T | Butterfly Valve | Water | Butterfly Valve (BFV), 5", 2-way, ANSI Class Consistent with 125, Cv 1022 ¦Configurable Valve Actuator, Non fail-safe, AC/DC 24 V, 2...10 V, terminals, MFT/programmable | 1570.00
F6125HD+DRX24-MFT-T N4 | Butterfly Valve | Water | Butterfly Valve (BFV), 5", 2-way, ANSI Class Consistent with 125, Cv 1022 ¦Configurable Valve Actuator, Non fail-safe, AC/DC 24 V, 2...10 V, NEMA 4X, terminals | 3227.00
F6125HD+GW02 | Butterfly Valve | Water | Butterfly Valve, 2-way, ANSI Class Consistent with 125, DN 125, flange, ps¦Butterfly Valve (BFV), 5", 2-way, ANSI Class Consistent with 125, Cv 1022 | 835.00
F6125HD+HND02 | Butterfly Valve | Water | Butterfly Valve, 2-way, ANSI Class Consistent with 125, DN 125, flange, ps¦Butterfly Valve (BFV), 5", 2-way, ANSI Class Consistent with 125, Cv 1022 | 593.00
F6125HD+PKRXUP-MFT-T | Butterfly Valve | Water | Butterfly Valve (BFV), 5", 2-way, ANSI Class Consistent with 125, Cv 1022 ¦Configurable Valve Actuator, Electronic fail-safe, AC 24...240 V / DC 24...125 V, 2...10 V, 2 x SPDT, terminals, BACnet MS/TP Modbus RTU MP-Bus, MFT/programmable | 6353.00
F6125HD+PRBUP-3-T | Butterfly Valve | Water | Butterfly Valve (BFV), 5", 2-way, ANSI Class Consistent with 125, Cv 1022 ¦Valve Actuator, Non fail-safe, AC 24...240 V / DC 24...125 V, On/Off, Floating point, 2 x SPDT, terminals | 3591.00
F6125HD+PRBUP-MFT-T | Butterfly Valve | Water | Butterfly Valve (BFV), 5", 2-way, ANSI Class Consistent with 125, Cv 1022 ¦Valve Actuator, Non fail-safe, AC 24...240 V / DC 24...125 V, 2...10 V, 2 x SPDT, terminals, BACnet MS/TP Modbus RTU MP-Bus, MFT/programmable | 5123.00
F6125HD+PRXUP-3-T | Butterfly Valve | Water | Butterfly Valve (BFV), 5", 2-way, ANSI Class Consistent with 125, Cv 1022 ¦Configurable Valve Actuator, Non fail-safe, AC 24...240 V / DC 24...125 V, On/Off, Floating point, 2 x SPDT, terminals | 3591.00
F6125HD+PRXUP-MFT-T | Butterfly Valve | Water | Butterfly Valve (BFV), 5", 2-way, ANSI Class Consistent with 125, Cv 1022 ¦Configurable Valve Actuator, Non fail-safe, AC 24...240 V / DC 24...125 V, 2...10 V, 2 x SPDT, terminals, BACnet MS/TP Modbus RTU MP-Bus, MFT/programmable | 5123.00
F6125HDU+GRCX120-3 | Butterfly Valve | Water | Butterfly Valve (BFV), 5", 2-way, ANSI Class Consistent with 125, Cv 1022 ¦Valve Actuator, Non fail-safe, AC/DC 100...240 V, On/Off, Floating point | 1199.00
F6125HDU+GRCX24-3-T N4 | Butterfly Valve | Water | Butterfly Valve (BFV), 5", 2-way, ANSI Class Consistent with 125, Cv 1022 ¦Configurable Valve Actuator, Non fail-safe, AC/DC 24 V, On/Off, Floating point, NEMA 4X, terminals | 2014.00
F6125HDU+GRX24-3 | Butterfly Valve | Water | Butterfly Valve (BFV), 5", 2-way, ANSI Class Consistent with 125, Cv 1022 ¦Configurable Valve Actuator, Non fail-safe, AC/DC 24 V, On/Off, Floating point | 1201.00
F6125HDU+GRX24-MFT | Butterfly Valve | Water | Butterfly Valve (BFV), 5", 2-way, ANSI Class Consistent with 125, Cv 1022 ¦Configurable Valve Actuator, Non fail-safe, AC/DC 24 V, 2...10 V, MFT/programmable | 1305.00
F6125HDU+GRX24-MFT-T N4 | Butterfly Valve | Water | Butterfly Valve (BFV), 5", 2-way, ANSI Class Consistent with 125, Cv 1022 ¦Configurable Valve Actuator, Non fail-safe, AC/DC 24 V, 2...10 V, NEMA 4X, terminals | 2138.00
F6125VIC+DRCX24-3-T | Butterfly Valve | Water | Butterfly Valve (BFV), 5", 2-way, ANSI Class Grooved AWWA, Cv 1200 ¦Configurable Valve Actuator, Non fail-safe, AC/DC 24 V, On/Off, Floating point, terminals | 4139.00
F6125VIC+DRX24-MFT-T | Butterfly Valve | Water | Butterfly Valve (BFV), 5", 2-way, ANSI Class Grooved AWWA, Cv 1200 ¦Configurable Valve Actuator, Non fail-safe, AC/DC 24 V, 2...10 V, terminals, MFT/programmable | 4302.00
F6125VIC+PKRXUP-MFT-T | Butterfly Valve | Water | Butterfly Valve (BFV), 5", 2-way, ANSI Class Grooved AWWA, Cv 1200 ¦Configurable Valve Actuator, Electronic fail-safe, AC 24...240 V / DC 24...125 V, 2...10 V, 2 x SPDT, terminals, BACnet MS/TP Modbus RTU MP-Bus, MFT/programmable | 7345.00
F6125VIC+PRBUP-3-T | Butterfly Valve | Water | Butterfly Valve (BFV), 5", 2-way, ANSI Class Grooved AWWA, Cv 1200 ¦Valve Actuator, Non fail-safe, AC 24...240 V / DC 24...125 V, On/Off, Floating point, 2 x SPDT, terminals | 4248.00
F6125VIC+PRBUP-MFT-T | Butterfly Valve | Water | Butterfly Valve (BFV), 5", 2-way, ANSI Class Grooved AWWA, Cv 1200 ¦Valve Actuator, Non fail-safe, AC 24...240 V / DC 24...125 V, 2...10 V, 2 x SPDT, terminals, BACnet MS/TP Modbus RTU MP-Bus, MFT/programmable | 6400.00
F6125VIC+PRXUP-MFT-T | Butterfly Valve | Water | Butterfly Valve (BFV), 5", 2-way, ANSI Class Grooved AWWA, Cv 1200 ¦Configurable Valve Actuator, Non fail-safe, AC 24...240 V / DC 24...125 V, 2...10 V, 2 x SPDT, terminals, BACnet MS/TP Modbus RTU MP-Bus, MFT/programmable | 6400.00
F6150-150SHP+GW12 | Butterfly Valve | Water | Butterfly Valve (BFV), 6", 2-way, ANSI Class 150, Cv 1103 | 5742.00
F6150-150SHP+HND07 | Butterfly Valve | Water | Butterfly Valve, 2-way, ANSI Class 150, DN 150, flange, ps¦Butterfly Valve (BFV), 6", 2-way, ANSI Class 150, Cv 1103 | 4581.00
F6150-150SHP+PKRXUP-MFT-T | Butterfly Valve | Water | Butterfly Valve (BFV), 6", 2-way, ANSI Class 150, Cv 1103 ¦Configurable Valve Actuator, Electronic fail-safe, AC 24...240 V / DC 24...125 V, 2...10 V, 2 x SPDT, terminals, BACnet MS/TP Modbus RTU MP-Bus, MFT/programmable | 9443.00
F6150-150SHP+PRBUP-3-T | Butterfly Valve | Water | Butterfly Valve (BFV), 6", 2-way, ANSI Class 150, Cv 1103 ¦Valve Actuator, Non fail-safe, AC 24...240 V / DC 24...125 V, On/Off, Floating point, 2 x SPDT, terminals | 6796.00
F6150-150SHP+PRBUP-MFT-T | Butterfly Valve | Water | Butterfly Valve (BFV), 6", 2-way, ANSI Class 150, Cv 1103 ¦Valve Actuator, Non fail-safe, AC 24...240 V / DC 24...125 V, 2...10 V, 2 x SPDT, terminals, BACnet MS/TP Modbus RTU MP-Bus, MFT/programmable | 8584.00
F6150-150SHP+PRXUP-MFT-T | Butterfly Valve | Water | Butterfly Valve (BFV), 6", 2-way, ANSI Class 150, Cv 1103 ¦Configurable Valve Actuator, Non fail-safe, AC 24...240 V / DC 24...125 V, 2...10 V, 2 x SPDT, terminals, BACnet MS/TP Modbus RTU MP-Bus, MFT/programmable | 8584.00
F6150-300SHP+PKRXUP-MFT-T | Butterfly Valve | Water | Butterfly Valve (BFV), 6", 2-way, ANSI Class 300, Cv 1103 ¦Configurable Valve Actuator, Electronic fail-safe, AC 24...240 V / DC 24...125 V, 2...10 V, 2 x SPDT, terminals, BACnet MS/TP Modbus RTU MP-Bus, MFT/programmable | 10719.00
F6150-300SHP+PRBUP-3-T | Butterfly Valve | Water | Butterfly Valve (BFV), 6", 2-way, ANSI Class 300, Cv 1103 ¦Valve Actuator, Non fail-safe, AC 24...240 V / DC 24...125 V, On/Off, Floating point, 2 x SPDT, terminals | 7650.00
F6150-300SHP+PRBUP-MFT-T | Butterfly Valve | Water | Butterfly Valve (BFV), 6", 2-way, ANSI Class 300, Cv 1103 ¦Valve Actuator, Non fail-safe, AC 24...240 V / DC 24...125 V, 2...10 V, 2 x SPDT, terminals, BACnet MS/TP Modbus RTU MP-Bus, MFT/programmable | 9392.00
F6150-300SHP+PRXUP-MFT-T | Butterfly Valve | Water | Butterfly Valve (BFV), 6", 2-way, ANSI Class 300, Cv 1103 ¦Configurable Valve Actuator, Non fail-safe, AC 24...240 V / DC 24...125 V, 2...10 V, 2 x SPDT, terminals, BACnet MS/TP Modbus RTU MP-Bus, MFT/programmable | 9392.00
F6150HD+GW02 | Butterfly Valve | Water | Butterfly Valve, 2-way, ANSI Class Consistent with 125, DN 150, flange, ps¦Butterfly Valve (BFV), 6", 2-way, ANSI Class Consistent with 125, Cv 1579 | 897.00
F6150HD+HND02 | Butterfly Valve | Water | Butterfly Valve, 2-way, ANSI Class Consistent with 125, DN 150, flange, ps¦Butterfly Valve (BFV), 6", 2-way, ANSI Class Consistent with 125, Cv 1579 | 691.00
F6150HD+PKRXUP-MFT-T | Butterfly Valve | Water | Butterfly Valve (BFV), 6", 2-way, ANSI Class Consistent with 125, Cv 1579 ¦Configurable Valve Actuator, Electronic fail-safe, AC 24...240 V / DC 24...125 V, 2...10 V, 2 x SPDT, terminals, BACnet MS/TP Modbus RTU MP-Bus, MFT/programmable | 6477.00
F6150HD+PRBUP-3-T | Butterfly Valve | Water | Butterfly Valve (BFV), 6", 2-way, ANSI Class Consistent with 125, Cv 1579 ¦Valve Actuator, Non fail-safe, AC 24...240 V / DC 24...125 V, On/Off, Floating point, 2 x SPDT, terminals | 3735.00
F6150HD+PRBUP-MFT-T | Butterfly Valve | Water | Butterfly Valve (BFV), 6", 2-way, ANSI Class Consistent with 125, Cv 1579 ¦Valve Actuator, Non fail-safe, AC 24...240 V / DC 24...125 V, 2...10 V, 2 x SPDT, terminals, BACnet MS/TP Modbus RTU MP-Bus, MFT/programmable | 5243.00
F6150HD+PRXUP-3-T | Butterfly Valve | Water | Butterfly Valve (BFV), 6", 2-way, ANSI Class Consistent with 125, Cv 1579 ¦Configurable Valve Actuator, Non fail-safe, AC 24...240 V / DC 24...125 V, On/Off, Floating point, 2 x SPDT, terminals | 3735.00
F6150HD+PRXUP-MFT-T | Butterfly Valve | Water | Butterfly Valve (BFV), 6", 2-way, ANSI Class Consistent with 125, Cv 1579 ¦Configurable Valve Actuator, Non fail-safe, AC 24...240 V / DC 24...125 V, 2...10 V, 2 x SPDT, terminals, BACnet MS/TP Modbus RTU MP-Bus, MFT/programmable | 5243.00
F6150HDU+DRB24-MFT-T | Butterfly Valve | Water | Butterfly Valve (BFV), 6", 2-way, ANSI Class Consistent with 125, Cv 1579 ¦Valve Actuator, Non fail-safe, AC/DC 24 V, 2...10 V, terminals, MFT/programmable | 1995.00
F6150HDU+DRCX120-3 | Butterfly Valve | Water | Butterfly Valve (BFV), 6", 2-way, ANSI Class Consistent with 125, Cv 1579 ¦Valve Actuator, Non fail-safe, AC/DC 100...240 V, On/Off, Floating point | 1743.00
F6150HDU+DRCX120-3 N4 | Butterfly Valve | Water | Butterfly Valve (BFV), 6", 2-way, ANSI Class Consistent with 125, Cv 1579 ¦Configurable Valve Actuator, Non fail-safe, AC 100...240 V, On/Off, NEMA 4X, terminals | 2804.00
F6150HDU+DRCX24-3-T | Butterfly Valve | Water | Butterfly Valve (BFV), 6", 2-way, ANSI Class Consistent with 125, Cv 1579 ¦Configurable Valve Actuator, Non fail-safe, AC/DC 24 V, On/Off, Floating point, terminals | 1767.00
F6150HDU+DRCX24-3-T N4 | Butterfly Valve | Water | Butterfly Valve (BFV), 6", 2-way, ANSI Class Consistent with 125, Cv 1579 ¦Configurable Valve Actuator, Non fail-safe, AC/DC 24 V, On/Off, Floating point, NEMA 4X, terminals | 2952.00
F6150HDU+DRCX24-MFT-T N4 | Butterfly Valve | Water | Butterfly Valve (BFV), 6", 2-way, ANSI Class Consistent with 125, Cv 1579 ¦Configurable Valve Actuator, Non fail-safe, AC/DC 24 V, 2...10 V, NEMA 4X, terminals | 3186.00
F6150HDU+DRX24-MFT-T | Butterfly Valve | Water | Butterfly Valve (BFV), 6", 2-way, ANSI Class Consistent with 125, Cv 1579 ¦Configurable Valve Actuator, Non fail-safe, AC/DC 24 V, 2...10 V, terminals, MFT/programmable | 1995.00
F6150HDU+DRX24-MFT-T N4 | Butterfly Valve | Water | Butterfly Valve (BFV), 6", 2-way, ANSI Class Consistent with 125, Cv 1579 ¦Configurable Valve Actuator, Non fail-safe, AC/DC 24 V, 2...10 V, NEMA 4X, terminals | 3186.00
F6150VIC+DRCX24-3-T | Butterfly Valve | Water | Butterfly Valve (BFV), 6", 2-way, ANSI Class Grooved AWWA, Cv 1800 ¦Configurable Valve Actuator, Non fail-safe, AC/DC 24 V, On/Off, Floating point, terminals | 4570.00
F6150VIC+DRCX24-3-T N4 | Butterfly Valve | Water | Butterfly Valve (BFV), 6", 2-way, ANSI Class Grooved AWWA, Cv 1800 ¦Configurable Valve Actuator, Non fail-safe, AC/DC 24 V, On/Off, Floating point, NEMA 4X, terminals | 5058.00
F6150VIC+DRX24-MFT-T | Butterfly Valve | Water | Butterfly Valve (BFV), 6", 2-way, ANSI Class Grooved AWWA, Cv 1800 ¦Configurable Valve Actuator, Non fail-safe, AC/DC 24 V, 2...10 V, terminals, MFT/programmable | 4733.00
F6150VIC+PKRXUP-MFT-T | Butterfly Valve | Water | Butterfly Valve (BFV), 6", 2-way, ANSI Class Grooved AWWA, Cv 1800 ¦Configurable Valve Actuator, Electronic fail-safe, AC 24...240 V / DC 24...125 V, 2...10 V, 2 x SPDT, terminals, BACnet MS/TP Modbus RTU MP-Bus, MFT/programmable | 7755.00
F6150VIC+PRBUP-3-T | Butterfly Valve | Water | Butterfly Valve (BFV), 6", 2-way, ANSI Class Grooved AWWA, Cv 1800 ¦Valve Actuator, Non fail-safe, AC 24...240 V / DC 24...125 V, On/Off, Floating point, 2 x SPDT, terminals | 4605.00
F6150VIC+PRBUP-MFT-T | Butterfly Valve | Water | Butterfly Valve (BFV), 6", 2-way, ANSI Class Grooved AWWA, Cv 1800 ¦Valve Actuator, Non fail-safe, AC 24...240 V / DC 24...125 V, 2...10 V, 2 x SPDT, terminals, BACnet MS/TP Modbus RTU MP-Bus, MFT/programmable | 6759.00
F6150VIC+PRXUP-MFT-T | Butterfly Valve | Water | Butterfly Valve (BFV), 6", 2-way, ANSI Class Grooved AWWA, Cv 1800 ¦Configurable Valve Actuator, Non fail-safe, AC 24...240 V / DC 24...125 V, 2...10 V, 2 x SPDT, terminals, BACnet MS/TP Modbus RTU MP-Bus, MFT/programmable | 6759.00
F6200-150SHP+PRBUP-3-T | Butterfly Valve | Water | Butterfly Valve (BFV), 8", 2-way, ANSI Class 150, Cv 2064 ¦Valve Actuator, Non fail-safe, AC 24...240 V / DC 24...125 V, On/Off, Floating point, 2 x SPDT, terminals | 8197.00
F6200-150SHP+PRBUP-MFT-T | Butterfly Valve | Water | Butterfly Valve (BFV), 8", 2-way, ANSI Class 150, Cv 2064 ¦Valve Actuator, Non fail-safe, AC 24...240 V / DC 24...125 V, 2...10 V, 2 x SPDT, terminals, BACnet MS/TP Modbus RTU MP-Bus, MFT/programmable | 9994.00
F6200-150SHP+PRXUP-MFT-T | Butterfly Valve | Water | Butterfly Valve (BFV), 8", 2-way, ANSI Class 150, Cv 2064 ¦Configurable Valve Actuator, Non fail-safe, AC 24...240 V / DC 24...125 V, 2...10 V, 2 x SPDT, terminals, BACnet MS/TP Modbus RTU MP-Bus, MFT/programmable | 9722.00
F6200-150SHP+SY4-110 | Butterfly Valve | Water | Butterfly Valve (BFV), 8", 2-way, ANSI Class 150, Cv 2064 ¦Valve Actuator, Non fail-safe, AC 120 V, On/Off, Floating point, 2 x SPDT | 8913.00
F6200-150SHP+SY4-120MFT | Butterfly Valve | Water | Butterfly Valve (BFV), 8", 2-way, ANSI Class 150, Cv 2064 ¦Configurable Valve Actuator, Non fail-safe, AC 120 V, 2...10 V, 2 x SPDT, MFT/programmable | 11025.00
F6200-150SHP+SY4-220 | Butterfly Valve | Water | Butterfly Valve (BFV), 8", 2-way, ANSI Class 150, Cv 2064 ¦Valve Actuator, Non fail-safe, AC 230 V, On/Off, Floating point, 2 x SPDT | 8913.00
F6200-150SHP+SY4-230MFT | Butterfly Valve | Water | Butterfly Valve (BFV), 8", 2-way, ANSI Class 150, Cv 2064 ¦Configurable Valve Actuator, Non fail-safe, AC 230 V, 2...10 V, 2 x SPDT, MFT/programmable | 11025.00
F6200-150SHP+SY4-24 | Butterfly Valve | Water | Butterfly Valve (BFV), 8", 2-way, ANSI Class 150, Cv 2064 ¦Valve Actuator, Non fail-safe, AC/DC 24 V, On/Off, Floating point, 2 x SPDT | 8913.00
F6200-150SHP+SY4-24MFT | Butterfly Valve | Water | Butterfly Valve (BFV), 8", 2-way, ANSI Class 150, Cv 2064 ¦Configurable Valve Actuator, Non fail-safe, AC/DC 24 V, 2...10 V, 2 x SPDT, MFT/programmable | 11025.00
F6200-300SHP+SY4-110 | Butterfly Valve | Water | Butterfly Valve (BFV), 8", 2-way, ANSI Class 300, Cv 2064 ¦Valve Actuator, Non fail-safe, AC 120 V, On/Off, Floating point, 2 x SPDT | 10557.00
F6200-300SHP+SY4-120MFT | Butterfly Valve | Water | Butterfly Valve (BFV), 8", 2-way, ANSI Class 300, Cv 2064 ¦Configurable Valve Actuator, Non fail-safe, AC 120 V, 2...10 V, 2 x SPDT, MFT/programmable | 12708.00
F6200-300SHP+SY4-220 | Butterfly Valve | Water | Butterfly Valve (BFV), 8", 2-way, ANSI Class 300, Cv 2064 ¦Valve Actuator, Non fail-safe, AC 230 V, On/Off, Floating point, 2 x SPDT | 10557.00
F6200-300SHP+SY4-230MFT | Butterfly Valve | Water | Butterfly Valve (BFV), 8", 2-way, ANSI Class 300, Cv 2064 ¦Configurable Valve Actuator, Non fail-safe, AC 230 V, 2...10 V, 2 x SPDT, MFT/programmable | 12708.00
F6200-300SHP+SY4-24 | Butterfly Valve | Water | Butterfly Valve (BFV), 8", 2-way, ANSI Class 300, Cv 2064 ¦Valve Actuator, Non fail-safe, AC/DC 24 V, On/Off, Floating point, 2 x SPDT | 10557.00
F6200-300SHP+SY4-24MFT | Butterfly Valve | Water | Butterfly Valve (BFV), 8", 2-way, ANSI Class 300, Cv 2064 ¦Configurable Valve Actuator, Non fail-safe, AC/DC 24 V, 2...10 V, 2 x SPDT, MFT/programmable | 12708.00
F6200L+PKRXUP-MFT-T-200 | Butterfly Valve | Water | Butterfly Valve (BFV), 8", 2-way, ANSI Class Consistent with 125, Cv 3136 ¦Configurable Valve Actuator, Electronic fail-safe, AC 24...240 V / DC 24...125 V, 2...10 V, 2 x SPDT, terminals, BACnet MS/TP Modbus RTU MP-Bus, MFT/programmable | 8268.00
F6200L+PRBUP-3-T-200 | Butterfly Valve | Water | Butterfly Valve (BFV), 8", 2-way, ANSI Class Consistent with 125, Cv 3136 ¦Valve Actuator, Non fail-safe, AC 24...240 V / DC 24...125 V, 2 x SPDT, terminals | 5421.00
F6200L+PRBUP-MFT-T-200 | Butterfly Valve | Water | Butterfly Valve (BFV), 8", 2-way, ANSI Class Consistent with 125, Cv 3136 ¦Valve Actuator, Non fail-safe, AC 24...240 V / DC 24...125 V, 2...10 V, 2 x SPDT, terminals, BACnet MS/TP Modbus RTU MP-Bus, MFT/programmable | 6984.00
F6200L+PRXUP-3-T-200 | Butterfly Valve | Water | Butterfly Valve (BFV), 8", 2-way, ANSI Class Consistent with 125, Cv 3136 ¦Configurable Valve Actuator, Non fail-safe, AC 24...240 V / DC 24...125 V, On/Off, Floating point, 2 x SPDT, terminals | 5421.00
F6200L+PRXUP-MFT-T-200 | Butterfly Valve | Water | Butterfly Valve (BFV), 8", 2-way, ANSI Class Consistent with 125, Cv 3136 ¦Configurable Valve Actuator, Non fail-safe, AC 24...240 V / DC 24...125 V, 2...10 V, 2 x SPDT, terminals, BACnet MS/TP Modbus RTU MP-Bus, MFT/programmable | 6984.00
F6200L+ZD6N-S150 | Butterfly Valve | Water | Butterfly Valve, 2-way, DN 200, flange, ps¦Butterfly Valve (BFV), 8", 2-way, ANSI Class Consistent with 125, Cv 3136 ¦Worm gear for butterfly valves DN 125...300 | 1299.00
F6200LU+PRBUP-3-T-200 | Butterfly Valve | Water | Butterfly Valve (BFV), 8", 2-way, ANSI Class Consistent with 125, Cv 3136 ¦Valve Actuator, Non fail-safe, AC 24...240 V / DC 24...125 V, 2 x SPDT, terminals | 4297.00
F6200LU+PRBUP-MFT-T-200 | Butterfly Valve | Water | Butterfly Valve (BFV), 8", 2-way, ANSI Class Consistent with 125, Cv 3136 ¦Valve Actuator, Non fail-safe, AC 24...240 V / DC 24...125 V, 2...10 V, 2 x SPDT, terminals, BACnet MS/TP Modbus RTU MP-Bus, MFT/programmable | 5859.00
F6200LU+PRXUP-3-T-200 | Butterfly Valve | Water | Butterfly Valve (BFV), 8", 2-way, ANSI Class Consistent with 125, Cv 3136 ¦Configurable Valve Actuator, Non fail-safe, AC 24...240 V / DC 24...125 V, On/Off, Floating point, 2 x SPDT, terminals | 4297.00
F6200LU+PRXUP-MFT-T-200 | Butterfly Valve | Water | Butterfly Valve (BFV), 8", 2-way, ANSI Class Consistent with 125, Cv 3136 ¦Configurable Valve Actuator, Non fail-safe, AC 24...240 V / DC 24...125 V, 2...10 V, 2 x SPDT, terminals, BACnet MS/TP Modbus RTU MP-Bus, MFT/programmable | 5859.00
F6200VIC+PKRXUP-MFT-T | Butterfly Valve | Water | Butterfly Valve (BFV), 8", 2-way, ANSI Class Grooved AWWA, Cv 3400 ¦Configurable Valve Actuator, Electronic fail-safe, AC 24...240 V / DC 24...125 V, 2...10 V, 2 x SPDT, terminals, BACnet MS/TP Modbus RTU MP-Bus, MFT/programmable | 8815.00
F6200VIC+PRBUP-3-T | Butterfly Valve | Water | Butterfly Valve (BFV), 8", 2-way, ANSI Class Grooved AWWA, Cv 3400 ¦Valve Actuator, Non fail-safe, AC 24...240 V / DC 24...125 V, On/Off, Floating point, 2 x SPDT, terminals | 5915.00
F6200VIC+PRBUP-MFT-T | Butterfly Valve | Water | Butterfly Valve (BFV), 8", 2-way, ANSI Class Grooved AWWA, Cv 3400 ¦Valve Actuator, Non fail-safe, AC 24...240 V / DC 24...125 V, 2...10 V, 2 x SPDT, terminals, BACnet MS/TP Modbus RTU MP-Bus, MFT/programmable | 8128.00
F6200VIC+PRXUP-MFT-T | Butterfly Valve | Water | Butterfly Valve (BFV), 8", 2-way, ANSI Class Grooved AWWA, Cv 3400 ¦Configurable Valve Actuator, Non fail-safe, AC 24...240 V / DC 24...125 V, 2...10 V, 2 x SPDT, terminals, BACnet MS/TP Modbus RTU MP-Bus, MFT/programmable | 8128.00
F6200VIC+SY4-110 | Butterfly Valve | Water | Butterfly Valve (BFV), 8", 2-way, ANSI Class Grooved AWWA, Cv 3400 ¦Valve Actuator, Non fail-safe, AC 120 V, On/Off, Floating point, 2 x SPDT | 7804.00
F6200VIC+SY4-120MFT | Butterfly Valve | Water | Butterfly Valve (BFV), 8", 2-way, ANSI Class Grooved AWWA, Cv 3400 ¦Configurable Valve Actuator, Non fail-safe, AC 120 V, 2...10 V, 2 x SPDT, MFT/programmable | 8906.00
F6200VIC+SY4-220 | Butterfly Valve | Water | Butterfly Valve (BFV), 8", 2-way, ANSI Class Grooved AWWA, Cv 3400 ¦Valve Actuator, Non fail-safe, AC 230 V, On/Off, Floating point, 2 x SPDT | 7804.00
F6200VIC+SY4-230MFT | Butterfly Valve | Water | Butterfly Valve (BFV), 8", 2-way, ANSI Class Grooved AWWA, Cv 3400 ¦Configurable Valve Actuator, Non fail-safe, AC 230 V, 2...10 V, 2 x SPDT, MFT/programmable | 8906.00
F6200VIC+SY4-24 | Butterfly Valve | Water | Butterfly Valve (BFV), 8", 2-way, ANSI Class Grooved AWWA, Cv 3400 ¦Valve Actuator, Non fail-safe, AC/DC 24 V, On/Off, Floating point, 2 x SPDT | 7804.00
F6200VIC+SY4-24MFT | Butterfly Valve | Water | Butterfly Valve (BFV), 8", 2-way, ANSI Class Grooved AWWA, Cv 3400 ¦Configurable Valve Actuator, Non fail-safe, AC/DC 24 V, 2...10 V, 2 x SPDT, MFT/programmable | 8906.00
F6250-150SHP+SY4-110 | Butterfly Valve | Water | Butterfly Valve (BFV), 10", 2-way, ANSI Class 150, Cv 3517 ¦Valve Actuator, Non fail-safe, AC 120 V, On/Off, Floating point, 2 x SPDT | 12072.00
F6250-150SHP+SY4-120MFT | Butterfly Valve | Water | Butterfly Valve (BFV), 10", 2-way, ANSI Class 150, Cv 3517 ¦Configurable Valve Actuator, Non fail-safe, AC 120 V, 2...10 V, 2 x SPDT, MFT/programmable | 14183.00
F6250-150SHP+SY4-220 | Butterfly Valve | Water | Butterfly Valve (BFV), 10", 2-way, ANSI Class 150, Cv 3517 ¦Valve Actuator, Non fail-safe, AC 230 V, On/Off, Floating point, 2 x SPDT | 12072.00
F6250-150SHP+SY4-230MFT | Butterfly Valve | Water | Butterfly Valve (BFV), 10", 2-way, ANSI Class 150, Cv 3517 ¦Configurable Valve Actuator, Non fail-safe, AC 230 V, 2...10 V, 2 x SPDT, MFT/programmable | 14183.00
F6250-150SHP+SY4-24 | Butterfly Valve | Water | Butterfly Valve (BFV), 10", 2-way, ANSI Class 150, Cv 3517 ¦Valve Actuator, Non fail-safe, AC/DC 24 V, On/Off, Floating point, 2 x SPDT | 12072.00
F6250-150SHP+SY4-24MFT | Butterfly Valve | Water | Butterfly Valve (BFV), 10", 2-way, ANSI Class 150, Cv 3517 ¦Configurable Valve Actuator, Non fail-safe, AC/DC 24 V, 2...10 V, 2 x SPDT, MFT/programmable | 14183.00
F6250-300SHP+SY4-110 | Butterfly Valve | Water | Butterfly Valve (BFV), 10", 2-way, ANSI Class 300, Cv 3517 ¦Valve Actuator, Non fail-safe, AC 120 V, On/Off, Floating point, 2 x SPDT | 15322.00
F6250-300SHP+SY4-120MFT | Butterfly Valve | Water | Butterfly Valve (BFV), 10", 2-way, ANSI Class 300, Cv 3517 ¦Configurable Valve Actuator, Non fail-safe, AC 120 V, 2...10 V, 2 x SPDT, MFT/programmable | 17442.00
F6250-300SHP+SY4-220 | Butterfly Valve | Water | Butterfly Valve (BFV), 10", 2-way, ANSI Class 300, Cv 3517 ¦Valve Actuator, Non fail-safe, AC 230 V, On/Off, Floating point, 2 x SPDT | 15322.00
F6250-300SHP+SY4-230MFT | Butterfly Valve | Water | Butterfly Valve (BFV), 10", 2-way, ANSI Class 300, Cv 3517 ¦Configurable Valve Actuator, Non fail-safe, AC 230 V, 2...10 V, 2 x SPDT, MFT/programmable | 17442.00
F6250-300SHP+SY4-24 | Butterfly Valve | Water | Butterfly Valve (BFV), 10", 2-way, ANSI Class 300, Cv 3517 ¦Valve Actuator, Non fail-safe, AC/DC 24 V, On/Off, Floating point, 2 x SPDT | 15322.00
F6250-300SHP+SY4-24MFT | Butterfly Valve | Water | Butterfly Valve (BFV), 10", 2-way, ANSI Class 300, Cv 3517 ¦Configurable Valve Actuator, Non fail-safe, AC/DC 24 V, 2...10 V, 2 x SPDT, MFT/programmable | 17442.00
F6250-300SHP+SY5-110 | Butterfly Valve | Water | Butterfly Valve (BFV), 10", 2-way, ANSI Class 300, Cv 3517 ¦Valve Actuator, Non fail-safe, AC 120 V, On/Off, Floating point, 2 x SPDT | 15682.00
F6250-300SHP+SY5-120MFT | Butterfly Valve | Water | Butterfly Valve (BFV), 10", 2-way, ANSI Class 300, Cv 3517 ¦Configurable Valve Actuator, Non fail-safe, AC 120 V, 2...10 V, 2 x SPDT, MFT/programmable | 17803.00
F6250-300SHP+SY5-24 | Butterfly Valve | Water | Butterfly Valve (BFV), 10", 2-way, ANSI Class 300, Cv 3517 ¦Valve Actuator, Non fail-safe, AC/DC 24 V, On/Off, Floating point, 2 x SPDT | 15682.00
F6250-300SHP+SY5-24MFT | Butterfly Valve | Water | Butterfly Valve (BFV), 10", 2-way, ANSI Class 300, Cv 3517 ¦Configurable Valve Actuator, Non fail-safe, AC/DC 24 V, 2...10 V, 2 x SPDT, MFT/programmable | 17803.00
F6250-300SHP+SY7-110 | Butterfly Valve | Water | Butterfly Valve (BFV), 10", 2-way, ANSI Class 300, Cv 3517 ¦Valve Actuator, Non fail-safe, AC 120 V, On/Off, Floating point, 2 x SPDT | 16905.00
F6250-300SHP+SY7-120MFT | Butterfly Valve | Water | Butterfly Valve (BFV), 10", 2-way, ANSI Class 300, Cv 3517 ¦Configurable Valve Actuator, Non fail-safe, AC 120 V, 2...10 V, 2 x SPDT, MFT/programmable | 18975.00
F6250-300SHP+SY7-230MFT | Butterfly Valve | Water | Butterfly Valve (BFV), 10", 2-way, ANSI Class 300, Cv 3517 ¦Configurable Valve Actuator, Non fail-safe, AC 230 V, 2...10 V, 2 x SPDT, MFT/programmable | 18975.00
F6250L+PKRXUP-MFT-T-250 | Butterfly Valve | Water | Butterfly Valve (BFV), 10", 2-way, ANSI Class Consistent with 125, Cv 5340 ¦Configurable Valve Actuator, Electronic fail-safe, AC 24...240 V / DC 24...125 V, 2...10 V, 2 x SPDT, terminals, BACnet MS/TP Modbus RTU MP-Bus, MFT/programmable | 9463.00
F6250L+PRBUP-3-T-250 | Butterfly Valve | Water | Butterfly Valve (BFV), 10", 2-way, ANSI Class Consistent with 125, Cv 5340 ¦Valve Actuator, Non fail-safe, AC 24...240 V / DC 24...125 V, On/Off, Floating point, 2 x SPDT, terminals | 6654.00
F6250L+PRBUP-MFT-T-250 | Butterfly Valve | Water | Butterfly Valve (BFV), 10", 2-way, ANSI Class Consistent with 125, Cv 5340 ¦Valve Actuator, Non fail-safe, AC 24...240 V / DC 24...125 V, 2...10 V, 2 x SPDT, terminals, BACnet MS/TP Modbus RTU MP-Bus, MFT/programmable | 8152.00
F6250L+PRXUP-3-T-250 | Butterfly Valve | Water | Butterfly Valve (BFV), 10", 2-way, ANSI Class Consistent with 125, Cv 5340 ¦Configurable Valve Actuator, Non fail-safe, AC 24...240 V / DC 24...125 V, On/Off, Floating point, 2 x SPDT, terminals | 6654.00
F6250L+PRXUP-MFT-T-250 | Butterfly Valve | Water | Butterfly Valve (BFV), 10", 2-way, ANSI Class Consistent with 125, Cv 5340 ¦Configurable Valve Actuator, Non fail-safe, AC 24...240 V / DC 24...125 V, 2...10 V, 2 x SPDT, terminals, BACnet MS/TP Modbus RTU MP-Bus, MFT/programmable | 8152.00
F6250L+ZD6N-S150 | Butterfly Valve | Water | Butterfly Valve, 2-way, DN 250, flange, ps¦Butterfly Valve (BFV), 10", 2-way, ANSI Class Consistent with 125, Cv 5340 ¦Worm gear for butterfly valves DN 125...300 | 2096.00
F6250LU+PRBUP-3-T-250 | Butterfly Valve | Water | Butterfly Valve (BFV), 10", 2-way, ANSI Class Consistent with 125, Cv 5340 ¦Valve Actuator, Non fail-safe, AC 24...240 V / DC 24...125 V, On/Off, Floating point, 2 x SPDT, terminals | 5476.00
F6250LU+PRBUP-MFT-T-250 | Butterfly Valve | Water | Butterfly Valve (BFV), 10", 2-way, ANSI Class Consistent with 125, Cv 5340 ¦Valve Actuator, Non fail-safe, AC 24...240 V / DC 24...125 V, 2...10 V, 2 x SPDT, terminals, BACnet MS/TP Modbus RTU MP-Bus, MFT/programmable | 7868.00
F6250LU+PRXUP-3-T-250 | Butterfly Valve | Water | Butterfly Valve (BFV), 10", 2-way, ANSI Class Consistent with 125, Cv 5340 ¦Configurable Valve Actuator, Non fail-safe, AC 24...240 V / DC 24...125 V, On/Off, Floating point, 2 x SPDT, terminals | 5476.00
F6250LU+PRXUP-MFT-T-250 | Butterfly Valve | Water | Butterfly Valve (BFV), 10", 2-way, ANSI Class Consistent with 125, Cv 5340 ¦Configurable Valve Actuator, Non fail-safe, AC 24...240 V / DC 24...125 V, 2...10 V, 2 x SPDT, terminals, BACnet MS/TP Modbus RTU MP-Bus, MFT/programmable | 7868.00
F6250VIC+SY5-110 | Butterfly Valve | Water | Butterfly Valve (BFV), 10", 2-way, ANSI Class Grooved AWWA, Cv 5800 ¦Valve Actuator, Non fail-safe, AC 120 V, On/Off, Floating point, 2 x SPDT | 9962.00
F6250VIC+SY5-120MFT | Butterfly Valve | Water | Butterfly Valve (BFV), 10", 2-way, ANSI Class Grooved AWWA, Cv 5800 ¦Configurable Valve Actuator, Non fail-safe, AC 120 V, 2...10 V, 2 x SPDT, MFT/programmable | 11157.00
F6250VIC+SY5-24 | Butterfly Valve | Water | Butterfly Valve (BFV), 10", 2-way, ANSI Class Grooved AWWA, Cv 5800 ¦Valve Actuator, Non fail-safe, AC/DC 24 V, On/Off, Floating point, 2 x SPDT | 9962.00
F6250VIC+SY5-24MFT | Butterfly Valve | Water | Butterfly Valve (BFV), 10", 2-way, ANSI Class Grooved AWWA, Cv 5800 ¦Configurable Valve Actuator, Non fail-safe, AC/DC 24 V, 2...10 V, 2 x SPDT, MFT/programmable | 11157.00
F6300-150SHP+SY4-110 | Butterfly Valve | Water | Butterfly Valve (BFV), 12", 2-way, ANSI Class 150, Cv 4837 ¦Valve Actuator, Non fail-safe, AC 120 V, On/Off, Floating point, 2 x SPDT | 14756.00
F6300-150SHP+SY4-120MFT | Butterfly Valve | Water | Butterfly Valve (BFV), 12", 2-way, ANSI Class 150, Cv 4837 ¦Configurable Valve Actuator, Non fail-safe, AC 120 V, 2...10 V, 2 x SPDT, MFT/programmable | 16869.00
F6300-150SHP+SY4-220 | Butterfly Valve | Water | Butterfly Valve (BFV), 12", 2-way, ANSI Class 150, Cv 4837 ¦Valve Actuator, Non fail-safe, AC 230 V, On/Off, Floating point, 2 x SPDT | 14756.00
F6300-150SHP+SY4-230MFT | Butterfly Valve | Water | Butterfly Valve (BFV), 12", 2-way, ANSI Class 150, Cv 4837 ¦Configurable Valve Actuator, Non fail-safe, AC 230 V, 2...10 V, 2 x SPDT, MFT/programmable | 16869.00
F6300-150SHP+SY4-24 | Butterfly Valve | Water | Butterfly Valve (BFV), 12", 2-way, ANSI Class 150, Cv 4837 ¦Valve Actuator, Non fail-safe, AC/DC 24 V, On/Off, Floating point, 2 x SPDT | 14756.00
F6300-150SHP+SY4-24MFT | Butterfly Valve | Water | Butterfly Valve (BFV), 12", 2-way, ANSI Class 150, Cv 4837 ¦Configurable Valve Actuator, Non fail-safe, AC/DC 24 V, 2...10 V, 2 x SPDT, MFT/programmable | 16869.00
F6300-150SHP+SY5-110 | Butterfly Valve | Water | Butterfly Valve (BFV), 12", 2-way, ANSI Class 150, Cv 4837 ¦Valve Actuator, Non fail-safe, AC 120 V, On/Off, Floating point, 2 x SPDT | 15116.00
F6300-150SHP+SY5-120MFT | Butterfly Valve | Water | Butterfly Valve (BFV), 12", 2-way, ANSI Class 150, Cv 4837 ¦Configurable Valve Actuator, Non fail-safe, AC 120 V, 2...10 V, 2 x SPDT, MFT/programmable | 17219.00
F6300-150SHP+SY5-24 | Butterfly Valve | Water | Butterfly Valve (BFV), 12", 2-way, ANSI Class 150, Cv 4837 ¦Valve Actuator, Non fail-safe, AC/DC 24 V, On/Off, Floating point, 2 x SPDT | 15116.00
F6300-150SHP+SY5-24MFT | Butterfly Valve | Water | Butterfly Valve (BFV), 12", 2-way, ANSI Class 150, Cv 4837 ¦Configurable Valve Actuator, Non fail-safe, AC/DC 24 V, 2...10 V, 2 x SPDT, MFT/programmable | 17219.00
F6300-300SHP+SY4-110 | Butterfly Valve | Water | Butterfly Valve (BFV), 12", 2-way, ANSI Class 300, Cv 4837 ¦Valve Actuator, Non fail-safe, AC 120 V, On/Off, Floating point, 2 x SPDT | 19792.00
F6300-300SHP+SY4-120MFT | Butterfly Valve | Water | Butterfly Valve (BFV), 12", 2-way, ANSI Class 300, Cv 4837 ¦Configurable Valve Actuator, Non fail-safe, AC 120 V, 2...10 V, 2 x SPDT, MFT/programmable | 21729.00
F6300-300SHP+SY4-220 | Butterfly Valve | Water | Butterfly Valve (BFV), 12", 2-way, ANSI Class 300, Cv 4837 ¦Valve Actuator, Non fail-safe, AC 230 V, On/Off, Floating point, 2 x SPDT | 19792.00
F6300-300SHP+SY4-230MFT | Butterfly Valve | Water | Butterfly Valve (BFV), 12", 2-way, ANSI Class 300, Cv 4837 ¦Configurable Valve Actuator, Non fail-safe, AC 230 V, 2...10 V, 2 x SPDT, MFT/programmable | 21729.00
F6300-300SHP+SY4-24 | Butterfly Valve | Water | Butterfly Valve (BFV), 12", 2-way, ANSI Class 300, Cv 4837 ¦Valve Actuator, Non fail-safe, AC/DC 24 V, On/Off, Floating point, 2 x SPDT | 19792.00
F6300-300SHP+SY4-24MFT | Butterfly Valve | Water | Butterfly Valve (BFV), 12", 2-way, ANSI Class 300, Cv 4837 ¦Configurable Valve Actuator, Non fail-safe, AC/DC 24 V, 2...10 V, 2 x SPDT, MFT/programmable | 21729.00
F6300-300SHP+SY5-110 | Butterfly Valve | Water | Butterfly Valve (BFV), 12", 2-way, ANSI Class 300, Cv 4837 ¦Valve Actuator, Non fail-safe, AC 120 V, On/Off, Floating point, 2 x SPDT | 19971.00
F6300-300SHP+SY5-120MFT | Butterfly Valve | Water | Butterfly Valve (BFV), 12", 2-way, ANSI Class 300, Cv 4837 ¦Configurable Valve Actuator, Non fail-safe, AC 120 V, 2...10 V, 2 x SPDT, MFT/programmable | 22094.00
F6300-300SHP+SY5-24 | Butterfly Valve | Water | Butterfly Valve (BFV), 12", 2-way, ANSI Class 300, Cv 4837 ¦Valve Actuator, Non fail-safe, AC/DC 24 V, On/Off, Floating point, 2 x SPDT | 19971.00
F6300-300SHP+SY5-24MFT | Butterfly Valve | Water | Butterfly Valve (BFV), 12", 2-way, ANSI Class 300, Cv 4837 ¦Configurable Valve Actuator, Non fail-safe, AC/DC 24 V, 2...10 V, 2 x SPDT, MFT/programmable | 22094.00
F6300-300SHP+SY7-110 | Butterfly Valve | Water | Butterfly Valve (BFV), 12", 2-way, ANSI Class 300, Cv 4837 ¦Valve Actuator, Non fail-safe, AC 120 V, On/Off, Floating point, 2 x SPDT | 21197.00
F6300-300SHP+SY7-120MFT | Butterfly Valve | Water | Butterfly Valve (BFV), 12", 2-way, ANSI Class 300, Cv 4837 ¦Configurable Valve Actuator, Non fail-safe, AC 120 V, 2...10 V, 2 x SPDT, MFT/programmable | 23261.00
F6300-300SHP+SY7-230MFT | Butterfly Valve | Water | Butterfly Valve (BFV), 12", 2-way, ANSI Class 300, Cv 4837 ¦Configurable Valve Actuator, Non fail-safe, AC 230 V, 2...10 V, 2 x SPDT, MFT/programmable | 23261.00
F6300L+PKRXUP-MFT-T | Butterfly Valve | Water | Butterfly Valve (BFV), 12", 2-way, ANSI Class Consistent with 125, Cv 8250 ¦Configurable Valve Actuator, Electronic fail-safe, AC 24...240 V / DC 24...125 V, 2...10 V, 2 x SPDT, terminals, BACnet MS/TP Modbus RTU MP-Bus, MFT/programmable | 11352.00
F6300L+PRBUP-3-T | Butterfly Valve | Water | Butterfly Valve (BFV), 12", 2-way, ANSI Class Consistent with 125, Cv 8250 ¦Valve Actuator, Non fail-safe, AC 24...240 V / DC 24...125 V, On/Off, Floating point, 2 x SPDT, terminals | 8558.00
F6300L+PRBUP-MFT-T | Butterfly Valve | Water | Butterfly Valve (BFV), 12", 2-way, ANSI Class Consistent with 125, Cv 8250 ¦Valve Actuator, Non fail-safe, AC 24...240 V / DC 24...125 V, 2...10 V, 2 x SPDT, terminals, BACnet MS/TP Modbus RTU MP-Bus, MFT/programmable | 10334.00
F6300L+PRXUP-3-T | Butterfly Valve | Water | Butterfly Valve (BFV), 12", 2-way, ANSI Class Consistent with 125, Cv 8250 ¦Configurable Valve Actuator, Non fail-safe, AC 24...240 V / DC 24...125 V, On/Off, Floating point, 2 x SPDT, terminals | 8558.00
F6300L+PRXUP-MFT-T | Butterfly Valve | Water | Butterfly Valve (BFV), 12", 2-way, ANSI Class Consistent with 125, Cv 8250 ¦Configurable Valve Actuator, Non fail-safe, AC 24...240 V / DC 24...125 V, 2...10 V, 2 x SPDT, terminals, BACnet MS/TP Modbus RTU MP-Bus, MFT/programmable | 10334.00
F6300L+ZD6N-S150 | Butterfly Valve | Water | Butterfly Valve, 2-way, DN 300, flange, ps¦Butterfly Valve (BFV), 12", 2-way, ANSI Class Consistent with 125, Cv 8250 ¦Worm gear for butterfly valves DN 125...300 | 2402.00
F6300VIC+SY6-110 | Butterfly Valve | Water | Butterfly Valve (BFV), 12", 2-way, ANSI Class Grooved AWWA, Cv 9000 ¦Valve Actuator, Non fail-safe, AC 120 V, On/Off, Floating point, 2 x SPDT | 11052.00
F6300VIC+SY6-120MFT | Butterfly Valve | Water | Butterfly Valve (BFV), 12", 2-way, ANSI Class Grooved AWWA, Cv 9000 ¦Configurable Valve Actuator, Non fail-safe, AC 120 V, 2...10 V, 2 x SPDT, MFT/programmable | 12255.00
F6350-150SHP+SY5-110 | Butterfly Valve | Water | Butterfly Valve (BFV), 14", 2-way, ANSI Class 150, Cv 6857 ¦Valve Actuator, Non fail-safe, AC 120 V, On/Off, Floating point, 2 x SPDT | 18805.00
F6350-150SHP+SY5-120MFT | Butterfly Valve | Water | Butterfly Valve (BFV), 14", 2-way, ANSI Class 150, Cv 6857 ¦Configurable Valve Actuator, Non fail-safe, AC 120 V, 2...10 V, 2 x SPDT, MFT/programmable | 20925.00
F6350-150SHP+SY5-24 | Butterfly Valve | Water | Butterfly Valve (BFV), 14", 2-way, ANSI Class 150, Cv 6857 ¦Valve Actuator, Non fail-safe, AC/DC 24 V, On/Off, Floating point, 2 x SPDT | 18805.00
F6350-150SHP+SY5-24MFT | Butterfly Valve | Water | Butterfly Valve (BFV), 14", 2-way, ANSI Class 150, Cv 6857 ¦Configurable Valve Actuator, Non fail-safe, AC/DC 24 V, 2...10 V, 2 x SPDT, MFT/programmable | 20925.00
F6350-150SHP+SY7-110 | Butterfly Valve | Water | Butterfly Valve (BFV), 14", 2-way, ANSI Class 150, Cv 6857 ¦Valve Actuator, Non fail-safe, AC 120 V, On/Off, Floating point, 2 x SPDT | 20033.00
F6350-150SHP+SY7-120MFT | Butterfly Valve | Water | Butterfly Valve (BFV), 14", 2-way, ANSI Class 150, Cv 6857 ¦Configurable Valve Actuator, Non fail-safe, AC 120 V, 2...10 V, 2 x SPDT, MFT/programmable | 22088.00
F6350-150SHP+SY7-230MFT | Butterfly Valve | Water | Butterfly Valve (BFV), 14", 2-way, ANSI Class 150, Cv 6857 ¦Configurable Valve Actuator, Non fail-safe, AC 230 V, 2...10 V, 2 x SPDT, MFT/programmable | 22088.00
F6350-300SHP+SY5-110 | Butterfly Valve | Water | Butterfly Valve (BFV), 14", 2-way, ANSI Class 300, Cv 6857 ¦Valve Actuator, Non fail-safe, AC 120 V, On/Off, Floating point, 2 x SPDT | 32364.00
F6350-300SHP+SY5-120MFT | Butterfly Valve | Water | Butterfly Valve (BFV), 14", 2-way, ANSI Class 300, Cv 6857 ¦Configurable Valve Actuator, Non fail-safe, AC 120 V, 2...10 V, 2 x SPDT, MFT/programmable | 34487.00
F6350-300SHP+SY5-24 | Butterfly Valve | Water | Butterfly Valve (BFV), 14", 2-way, ANSI Class 300, Cv 6857 ¦Valve Actuator, Non fail-safe, AC/DC 24 V, On/Off, Floating point, 2 x SPDT | 32364.00
F6350-300SHP+SY5-24MFT | Butterfly Valve | Water | Butterfly Valve (BFV), 14", 2-way, ANSI Class 300, Cv 6857 ¦Configurable Valve Actuator, Non fail-safe, AC/DC 24 V, 2...10 V, 2 x SPDT, MFT/programmable | 34487.00
F6350-300SHP+SY7-110 | Butterfly Valve | Water | Butterfly Valve (BFV), 14", 2-way, ANSI Class 300, Cv 6857 ¦Valve Actuator, Non fail-safe, AC 120 V, On/Off, Floating point, 2 x SPDT | 33593.00
F6350-300SHP+SY7-120MFT | Butterfly Valve | Water | Butterfly Valve (BFV), 14", 2-way, ANSI Class 300, Cv 6857 ¦Configurable Valve Actuator, Non fail-safe, AC 120 V, 2...10 V, 2 x SPDT, MFT/programmable | 34487.00
F6350-300SHP+SY7-230MFT | Butterfly Valve | Water | Butterfly Valve (BFV), 14", 2-way, ANSI Class 300, Cv 6857 ¦Configurable Valve Actuator, Non fail-safe, AC 230 V, 2...10 V, 2 x SPDT, MFT/programmable | 34487.00
F6350-300SHP+SY8-110 | Butterfly Valve | Water | Butterfly Valve (BFV), 14", 2-way, ANSI Class 300, Cv 6857 ¦Valve Actuator, Non fail-safe, AC 120 V, On/Off, Floating point, 2 x SPDT | 34973.00
F6350-300SHP+SY8-120MFT | Butterfly Valve | Water | Butterfly Valve (BFV), 14", 2-way, ANSI Class 300, Cv 6857 ¦Configurable Valve Actuator, Non fail-safe, AC 120 V, 2...10 V, 2 x SPDT, MFT/programmable | 37041.00
F6350-300SHP+SY8-230MFT | Butterfly Valve | Water | Butterfly Valve (BFV), 14", 2-way, ANSI Class 300, Cv 6857 ¦Configurable Valve Actuator, Non fail-safe, AC 230 V, 2...10 V, 2 x SPDT, MFT/programmable | 37041.00
F6350HD+GW04 | Butterfly Valve | Water | Butterfly Valve, 2-way, ANSI Class Consistent with 125, DN 350, flange, ps¦Butterfly Valve (BFV), 14", 2-way, ANSI Class Consistent with 125, Cv 11917 | 3291.00
F6350HD+SY5-110 | Butterfly Valve | Water | Butterfly Valve (BFV), 14", 2-way, ANSI Class Consistent with 125, Cv 11917 ¦Valve Actuator, Non fail-safe, AC 120 V, On/Off, Floating point, 2 x SPDT | 9731.00
F6350HD+SY5-120MFT | Butterfly Valve | Water | Butterfly Valve (BFV), 14", 2-way, ANSI Class Consistent with 125, Cv 11917 ¦Configurable Valve Actuator, Non fail-safe, AC 120 V, 2...10 V, 2 x SPDT, MFT/programmable | 13220.00
F6350HD+SY5-24 | Butterfly Valve | Water | Butterfly Valve (BFV), 14", 2-way, ANSI Class Consistent with 125, Cv 11917 ¦Valve Actuator, Non fail-safe, AC/DC 24 V, On/Off, Floating point, 2 x SPDT | 9731.00
F6350HD+SY5-24MFT | Butterfly Valve | Water | Butterfly Valve (BFV), 14", 2-way, ANSI Class Consistent with 125, Cv 11917 ¦Configurable Valve Actuator, Non fail-safe, AC/DC 24 V, 2...10 V, 2 x SPDT, MFT/programmable | 13220.00
F6400-150SHP+SY7-110 | Butterfly Valve | Water | Butterfly Valve (BFV), 16", 2-way, ANSI Class 150, Cv 9287 ¦Valve Actuator, Non fail-safe, AC 120 V, On/Off, Floating point, 2 x SPDT | 27768.00
F6400-150SHP+SY7-120MFT | Butterfly Valve | Water | Butterfly Valve (BFV), 16", 2-way, ANSI Class 150, Cv 9287 ¦Configurable Valve Actuator, Non fail-safe, AC 120 V, 2...10 V, 2 x SPDT, MFT/programmable | 29825.00
F6400-150SHP+SY7-230MFT | Butterfly Valve | Water | Butterfly Valve (BFV), 16", 2-way, ANSI Class 150, Cv 9287 ¦Configurable Valve Actuator, Non fail-safe, AC 230 V, 2...10 V, 2 x SPDT, MFT/programmable | 29825.00
F6400HD+SY7-110 | Butterfly Valve | Water | Butterfly Valve (BFV), 16", 2-way, ANSI Class Consistent with 125, Cv 16388 ¦Valve Actuator, Non fail-safe, AC 120 V, On/Off, Floating point, 2 x SPDT | 13416.00
F6400HD+SY7-120MFT | Butterfly Valve | Water | Butterfly Valve (BFV), 16", 2-way, ANSI Class Consistent with 125, Cv 16388 ¦Configurable Valve Actuator, Non fail-safe, AC 120 V, 2...10 V, 2 x SPDT, MFT/programmable | 14927.00
F6400HD+SY7-230MFT | Butterfly Valve | Water | Butterfly Valve (BFV), 16", 2-way, ANSI Class Consistent with 125, Cv 16388 ¦Configurable Valve Actuator, Non fail-safe, AC 230 V, 2...10 V, 2 x SPDT, MFT/programmable | 14927.00
F6450-150SHP+SY7-110 | Butterfly Valve | Water | Butterfly Valve (BFV), 18", 2-way, ANSI Class 150, Cv 11400 ¦Valve Actuator, Non fail-safe, AC 120 V, On/Off, Floating point, 2 x SPDT | 32208.00
F6450-150SHP+SY7-120MFT | Butterfly Valve | Water | Butterfly Valve (BFV), 18", 2-way, ANSI Class 150, Cv 11400 ¦Configurable Valve Actuator, Non fail-safe, AC 120 V, 2...10 V, 2 x SPDT, MFT/programmable | 34267.00
F6450-150SHP+SY7-230MFT | Butterfly Valve | Water | Butterfly Valve (BFV), 18", 2-way, ANSI Class 150, Cv 11400 ¦Configurable Valve Actuator, Non fail-safe, AC 230 V, 2...10 V, 2 x SPDT, MFT/programmable | 34267.00
F6450-150SHP+SY8-110 | Butterfly Valve | Water | Butterfly Valve (BFV), 18", 2-way, ANSI Class 150, Cv 11400 ¦Valve Actuator, Non fail-safe, AC 120 V, On/Off, Floating point, 2 x SPDT | 33585.00
F6450-150SHP+SY8-120MFT | Butterfly Valve | Water | Butterfly Valve (BFV), 18", 2-way, ANSI Class 150, Cv 11400 ¦Configurable Valve Actuator, Non fail-safe, AC 120 V, 2...10 V, 2 x SPDT, MFT/programmable | 35649.00
F6450-150SHP+SY8-230MFT | Butterfly Valve | Water | Butterfly Valve (BFV), 18", 2-way, ANSI Class 150, Cv 11400 ¦Configurable Valve Actuator, Non fail-safe, AC 230 V, 2...10 V, 2 x SPDT, MFT/programmable | 35649.00
F6450HD+SY8-110 | Butterfly Valve | Water | Butterfly Valve (BFV), 18", 2-way, ANSI Class Consistent with 125, Cv 21705 ¦Valve Actuator, Non fail-safe, AC 120 V, On/Off, Floating point, 2 x SPDT | 16401.00
F6450HD+SY8-120MFT | Butterfly Valve | Water | Butterfly Valve (BFV), 18", 2-way, ANSI Class Consistent with 125, Cv 21705 ¦Configurable Valve Actuator, Non fail-safe, AC 120 V, 2...10 V, 2 x SPDT, MFT/programmable | 18239.00
F6450HD+SY8-230MFT | Butterfly Valve | Water | Butterfly Valve (BFV), 18", 2-way, ANSI Class Consistent with 125, Cv 21705 ¦Configurable Valve Actuator, Non fail-safe, AC 230 V, 2...10 V, 2 x SPDT, MFT/programmable | 18239.00
F6500-150SHP+SY8-110 | Butterfly Valve | Water | Butterfly Valve (BFV), 20", 2-way, ANSI Class 150, Cv 14420 ¦Valve Actuator, Non fail-safe, AC 120 V, On/Off, Floating point, 2 x SPDT | 41004.00
F6500-150SHP+SY8-120MFT | Butterfly Valve | Water | Butterfly Valve (BFV), 20", 2-way, ANSI Class 150, Cv 14420 ¦Configurable Valve Actuator, Non fail-safe, AC 120 V, 2...10 V, 2 x SPDT, MFT/programmable | 43063.00
F6500-150SHP+SY8-230MFT | Butterfly Valve | Water | Butterfly Valve (BFV), 20", 2-way, ANSI Class 150, Cv 14420 ¦Configurable Valve Actuator, Non fail-safe, AC 230 V, 2...10 V, 2 x SPDT, MFT/programmable | 43063.00
F6500-150SHP+SY9-110 | Butterfly Valve | Water | Butterfly Valve (BFV), 20", 2-way, ANSI Class 150, Cv 14420 ¦Valve Actuator, Non fail-safe, AC 120 V, On/Off, Floating point, 2 x SPDT | 42326.00
F6500-150SHP+SY9-120MFT | Butterfly Valve | Water | Butterfly Valve (BFV), 20", 2-way, ANSI Class 150, Cv 14420 ¦Configurable Valve Actuator, Non fail-safe, AC 120 V, 2...10 V, 2 x SPDT, MFT/programmable | 44383.00
F6500-150SHP+SY9-230MFT | Butterfly Valve | Water | Butterfly Valve (BFV), 20", 2-way, ANSI Class 150, Cv 14420 ¦Configurable Valve Actuator, Non fail-safe, AC 230 V, 2...10 V, 2 x SPDT, MFT/programmable | 44383.00
F6500HD+SY8-110 | Butterfly Valve | Water | Butterfly Valve (BFV), 20", 2-way, ANSI Class Consistent with 125, Cv 27908 ¦Valve Actuator, Non fail-safe, AC 120 V, On/Off, Floating point, 2 x SPDT | 19812.00
F6500HD+SY8-120MFT | Butterfly Valve | Water | Butterfly Valve (BFV), 20", 2-way, ANSI Class Consistent with 125, Cv 27908 ¦Configurable Valve Actuator, Non fail-safe, AC 120 V, 2...10 V, 2 x SPDT, MFT/programmable | 22062.00
F6500HD+SY8-230MFT | Butterfly Valve | Water | Butterfly Valve (BFV), 20", 2-way, ANSI Class Consistent with 125, Cv 27908 ¦Configurable Valve Actuator, Non fail-safe, AC 230 V, 2...10 V, 2 x SPDT, MFT/programmable | 22062.00
F650-150SHP+2*AFBUP-X1 | Butterfly Valve | Water | Butterfly Valve (BFV), 2", 2-way, ANSI Class 150, Cv 102 ¦Valve Actuator, Spring return, AC 24...240 V / DC 24...125 V, On/Off | 3351.00
F650-150SHP+2*AFX24-MFT-S-X1 | Butterfly Valve | Water | Butterfly Valve (BFV), 2", 2-way, ANSI Class 150, Cv 102 ¦Valve Actuator, Spring return, AC/DC 24 V, 2...10 V, 2 x SPDT, MFT/programmable | 3675.00
F650-150SHP+2*AFX24-MFT-X1 | Butterfly Valve | Water | Butterfly Valve (BFV), 2", 2-way, ANSI Class 150, Cv 102 ¦Valve Actuator, Spring return, AC/DC 24 V, 2...10 V, MFT/programmable | 3563.00
F650-150SHP+GKX24-MFT-X1 | Butterfly Valve | Water | Butterfly Valve (BFV), 2", 2-way, ANSI Class 150, Cv 102 ¦Configurable Valve Actuator, Electronic fail-safe, AC/DC 24 V, 2...10 V, MFT/programmable | 4064.00
F650-150SHP+GMB24-3-X1 | Butterfly Valve | Water | Butterfly Valve (BFV), 2", 2-way, ANSI Class 150, Cv 102 ¦Valve Actuator, Non fail-safe, AC/DC 24 V, On/Off, Floating point | 3054.00
F650-150SHP+GMB24-MFT-X1 | Butterfly Valve | Water | Butterfly Valve (BFV), 2", 2-way, ANSI Class 150, Cv 102 ¦Valve Actuator, Non fail-safe, AC/DC 24 V, 2...10 V, MFT/programmable | 3173.00
F650-150SHP+GMCX24-3-T-X1 N4 | Butterfly Valve | Water | Butterfly Valve (BFV), 2", 2-way, ANSI Class 150, Cv 102 ¦Configurable Valve Actuator, Non fail-safe, AC/DC 24 V, On/Off, Floating point, NEMA 4X, terminals | 4484.00
F650-150SHP+GMX24-MFT-T-X1 N4 | Butterfly Valve | Water | Butterfly Valve (BFV), 2", 2-way, ANSI Class 150, Cv 102 ¦Configurable Valve Actuator, Non fail-safe, AC/DC 24 V, 2...10 V, NEMA 4X, terminals | 4611.00
F650-150SHP+GMX24-MFT-X1 | Butterfly Valve | Water | Butterfly Valve (BFV), 2", 2-way, ANSI Class 150, Cv 102 ¦Configurable Valve Actuator, Non fail-safe, AC/DC 24 V, 2...10 V, MFT/programmable | 3173.00
F650-150SHP+GW10 | Butterfly Valve | Water | Butterfly Valve (BFV), 2", 2-way, ANSI Class 150, Cv 102 | 3840.00
F650-150SHP+HND05 | Butterfly Valve | Water | Butterfly Valve (BFV), 2", 2-way, ANSI Class 150, Cv 102 | 2792.00
F650-150SHP+PKRXUP-MFT-T | Butterfly Valve | Water | Butterfly Valve (BFV), 2", 2-way, ANSI Class 150, Cv 102 ¦Configurable Valve Actuator, Electronic fail-safe, AC 24...240 V / DC 24...125 V, 2...10 V, 2 x SPDT, terminals, BACnet MS/TP Modbus RTU MP-Bus, MFT/programmable | 7634.00
F650-150SHP+PRBUP-3-T | Butterfly Valve | Water | Butterfly Valve (BFV), 2", 2-way, ANSI Class 150, Cv 102 ¦Valve Actuator, Non fail-safe, AC 24...240 V / DC 24...125 V, On/Off, Floating point, 2 x SPDT, terminals | 4753.00
F650-150SHP+PRBUP-MFT-T | Butterfly Valve | Water | Butterfly Valve (BFV), 2", 2-way, ANSI Class 150, Cv 102 ¦Valve Actuator, Non fail-safe, AC 24...240 V / DC 24...125 V, 2...10 V, 2 x SPDT, terminals, BACnet MS/TP Modbus RTU MP-Bus, MFT/programmable | 6539.00
F650-150SHP+PRXUP-MFT-T | Butterfly Valve | Water | Butterfly Valve (BFV), 2", 2-way, ANSI Class 150, Cv 102 ¦Configurable Valve Actuator, Non fail-safe, AC 24...240 V / DC 24...125 V, 2...10 V, 2 x SPDT, terminals, BACnet MS/TP Modbus RTU MP-Bus, MFT/programmable | 6539.00
F650-300SHP+2*GKX24-MFT-X1 | Butterfly Valve | Water | Butterfly Valve (BFV), 2", 2-way, ANSI Class 300, Cv 102 ¦Valve Actuator, Electronic fail-safe, AC/DC 24 V, 2...10 V, MFT/programmable | 5689.00
F650-300SHP+2*GMX24-MFT-X1 | Butterfly Valve | Water | Butterfly Valve (BFV), 2", 2-way, ANSI Class 300, Cv 102 ¦Valve Actuator, Non fail-safe, AC/DC 24 V, 2...10 V, MFT/programmable | 3985.00
F650-300SHP+GKX24-MFT-X1 | Butterfly Valve | Water | Butterfly Valve (BFV), 2", 2-way, ANSI Class 300, Cv 102 ¦Configurable Valve Actuator, Electronic fail-safe, AC/DC 24 V, 2...10 V, MFT/programmable | 4385.00
F650-300SHP+GMB24-3-X1 | Butterfly Valve | Water | Butterfly Valve (BFV), 2", 2-way, ANSI Class 300, Cv 102 ¦Valve Actuator, Non fail-safe, AC/DC 24 V, On/Off, Floating point | 3408.00
F650-300SHP+GMB24-MFT-X1 | Butterfly Valve | Water | Butterfly Valve (BFV), 2", 2-way, ANSI Class 300, Cv 102 ¦Valve Actuator, Non fail-safe, AC/DC 24 V, 2...10 V, MFT/programmable | 3527.00
F650-300SHP+GMCX24-3-T-X1 N4 | Butterfly Valve | Water | Butterfly Valve (BFV), 2", 2-way, ANSI Class 300, Cv 102 ¦Configurable Valve Actuator, Non fail-safe, AC/DC 24 V, On/Off, Floating point, NEMA 4X, terminals | 4625.00
F650-300SHP+GMX24-MFT-T-X1 N4 | Butterfly Valve | Water | Butterfly Valve (BFV), 2", 2-way, ANSI Class 300, Cv 102 ¦Configurable Valve Actuator, Non fail-safe, AC/DC 24 V, 2...10 V, NEMA 4X, terminals | 4851.00
F650-300SHP+GMX24-MFT-X1 | Butterfly Valve | Water | Butterfly Valve (BFV), 2", 2-way, ANSI Class 300, Cv 102 ¦Configurable Valve Actuator, Non fail-safe, AC/DC 24 V, 2...10 V, MFT/programmable | 3527.00
F650-300SHP+GW10 | Butterfly Valve | Water | Butterfly Valve (BFV), 2", 2-way, ANSI Class 300, Cv 102 | 4052.00
F650-300SHP+HND05 | Butterfly Valve | Water | Butterfly Valve (BFV), 2", 2-way, ANSI Class 300, Cv 102 | 3290.00
F650-300SHP+PKRXUP-MFT-T | Butterfly Valve | Water | Butterfly Valve (BFV), 2", 2-way, ANSI Class 300, Cv 102 ¦Configurable Valve Actuator, Electronic fail-safe, AC 24...240 V / DC 24...125 V, 2...10 V, 2 x SPDT, terminals, BACnet MS/TP Modbus RTU MP-Bus, MFT/programmable | 7975.00
F650-300SHP+PRBUP-3-T | Butterfly Valve | Water | Butterfly Valve (BFV), 2", 2-way, ANSI Class 300, Cv 102 ¦Valve Actuator, Non fail-safe, AC 24...240 V / DC 24...125 V, On/Off, Floating point, 2 x SPDT, terminals | 5060.00
F650-300SHP+PRBUP-MFT-T | Butterfly Valve | Water | Butterfly Valve (BFV), 2", 2-way, ANSI Class 300, Cv 102 ¦Valve Actuator, Non fail-safe, AC 24...240 V / DC 24...125 V, 2...10 V, 2 x SPDT, terminals, BACnet MS/TP Modbus RTU MP-Bus, MFT/programmable | 6828.00
F650-300SHP+PRXUP-MFT-T | Butterfly Valve | Water | Butterfly Valve (BFV), 2", 2-way, ANSI Class 300, Cv 102 ¦Configurable Valve Actuator, Non fail-safe, AC 24...240 V / DC 24...125 V, 2...10 V, 2 x SPDT, terminals, BACnet MS/TP Modbus RTU MP-Bus, MFT/programmable | 6828.00
F650HD+AFBUP-S-X1 | Butterfly Valve | Water | Butterfly Valve (BFV), 2", 2-way, ANSI Class Consistent with 125, Cv 115 ¦Valve Actuator, Spring return, AC 24...240 V / DC 24...125 V, On/Off, 2 x SPDT | 1183.00
F650HD+AFBUP-X1 | Butterfly Valve | Water | Butterfly Valve (BFV), 2", 2-way, ANSI Class Consistent with 125, Cv 115 ¦Valve Actuator, Spring return, AC 24...240 V / DC 24...125 V, On/Off | 1071.00
F650HD+AFRX24-MFT | Butterfly Valve | Water | Butterfly Valve (BFV), 2", 2-way, ANSI Class Consistent with 125, Cv 115 ¦Configurable Valve Actuator, Spring return, AC/DC 24 V, 2...10 V, MFT/programmable | 1196.00
F650HD+AFRX24-MFT N4 | Butterfly Valve | Water | Butterfly Valve (BFV), 2", 2-way, ANSI Class Consistent with 125, Cv 115 ¦Valve Actuator, Spring return, AC/DC 24 V, MFT/programmable, NEMA 4X | 1982.00
F650HD+AFRX24-MFT-S | Butterfly Valve | Water | Butterfly Valve (BFV), 2", 2-way, ANSI Class Consistent with 125, Cv 115 ¦Configurable Valve Actuator, Spring return, AC/DC 24 V, 2...10 V, 2 x SPDT, MFT/programmable | 1301.00
F650HD+AFRX24-MFT-S N4 | Butterfly Valve | Water | Butterfly Valve (BFV), 2", 2-way, ANSI Class Consistent with 125, Cv 115 ¦Valve Actuator, Spring return, AC/DC 24 V, MFT/programmable, 2 x SPDT, NEMA 4X | 2094.00
F650HD+AFRXUP | Butterfly Valve | Water | Butterfly Valve (BFV), 2", 2-way, ANSI Class Consistent with 125, Cv 115 ¦Configurable Valve Actuator, Spring return, AC 24...240 V / DC 24...125 V, On/Off | 1097.00
F650HD+AFRXUP N4 | Butterfly Valve | Water | Butterfly Valve (BFV), 2", 2-way, ANSI Class Consistent with 125, Cv 115 ¦Valve Actuator, Spring return, AC 24...240 V / DC 24...125 V, On/Off, NEMA 4X | 1739.00
F650HD+AFRXUP-S | Butterfly Valve | Water | Butterfly Valve (BFV), 2", 2-way, ANSI Class Consistent with 125, Cv 115 ¦Configurable Valve Actuator, Spring return, AC 24...240 V / DC 24...125 V, On/Off, 2 x SPDT | 1192.00
F650HD+AFRXUP-S N4 | Butterfly Valve | Water | Butterfly Valve (BFV), 2", 2-way, ANSI Class Consistent with 125, Cv 115 ¦Valve Actuator, Spring return, AC 24...240 V / DC 24...125 V, On/Off, 2 x SPDT, NEMA 4X | 1851.00
F650HD+AFX24-MFT-S-X1 | Butterfly Valve | Water | Butterfly Valve (BFV), 2", 2-way, ANSI Class Consistent with 125, Cv 115 ¦Configurable Valve Actuator, Spring return, AC/DC 24 V, 2...10 V, 2 x SPDT, MFT/programmable | 1427.00
F650HD+AFX24-MFT-X1 | Butterfly Valve | Water | Butterfly Valve (BFV), 2", 2-way, ANSI Class Consistent with 125, Cv 115 ¦Configurable Valve Actuator, Spring return, AC/DC 24 V, 2...10 V, MFT/programmable | 1316.00
F650HD+AMB24-3-X1 | Butterfly Valve | Water | Butterfly Valve (BFV), 2", 2-way, ANSI Class Consistent with 125, Cv 115 ¦Valve Actuator, Non fail-safe, AC/DC 24 V, On/Off, Floating point | 800.00
F650HD+AMX24-MFT-X1 | Butterfly Valve | Water | Butterfly Valve (BFV), 2", 2-way, ANSI Class Consistent with 125, Cv 115 ¦Configurable Valve Actuator, Non fail-safe, AC/DC 24 V, 2...10 V, MFT/programmable | 958.00
F650HD+ARX24-3 | Butterfly Valve | Water | Butterfly Valve (BFV), 2", 2-way, ANSI Class Consistent with 125, Cv 115 ¦Configurable Valve Actuator, Non fail-safe, AC/DC 24 V, On/Off, Floating point | 765.00
F650HD+ARX24-MFT | Butterfly Valve | Water | Butterfly Valve (BFV), 2", 2-way, ANSI Class Consistent with 125, Cv 115 ¦Configurable Valve Actuator, Non fail-safe, AC/DC 24 V, 2...10 V, MFT/programmable | 927.00
F650HD+GRCX120-3 | Butterfly Valve | Water | Butterfly Valve (BFV), 2", 2-way, ANSI Class Consistent with 125, Cv 115 ¦Valve Actuator, Non fail-safe, AC/DC 100...240 V, On/Off, Floating point | 814.00
F650HD+GRCX120-3 N4 | Butterfly Valve | Water | Butterfly Valve (BFV), 2", 2-way, ANSI Class Consistent with 125, Cv 115 ¦Valve Actuator, Non fail-safe, AC 100...240 V, On/Off, Floating point, NEMA 4X | 1692.00
F650HD+GRCX120-SR-T N4 | Butterfly Valve | Water | Butterfly Valve (BFV), 2", 2-way, ANSI Class Consistent with 125, Cv 115 ¦Valve Actuator, Non fail-safe, AC 100...240 V, modulating, NEMA 4X | 1876.00
F650HD+GRCX24-3-T N4 | Butterfly Valve | Water | Butterfly Valve (BFV), 2", 2-way, ANSI Class Consistent with 125, Cv 115 ¦Configurable Valve Actuator, Non fail-safe, AC/DC 24 V, On/Off, Floating point, NEMA 4X, terminals | 1652.00
F650HD+GRX24-MFT-T N4 | Butterfly Valve | Water | Butterfly Valve (BFV), 2", 2-way, ANSI Class Consistent with 125, Cv 115 ¦Configurable Valve Actuator, Non fail-safe, AC/DC 24 V, 2...10 V, NEMA 4X, terminals | 2058.00
F650HD+GW01 | Butterfly Valve | Water | Butterfly Valve, 2-way, ANSI Class Consistent with 125, DN 50, flange, ps¦Butterfly Valve (BFV), 2", 2-way, ANSI Class Consistent with 125, Cv 115 | 423.00
F650HD+HND01 | Butterfly Valve | Water | Butterfly Valve, 2-way, ANSI Class Consistent with 125, DN 50, flange, ps¦Butterfly Valve (BFV), 2", 2-way, ANSI Class Consistent with 125, Cv 115 | 265.00
F650HD+PKRXUP-MFT-T | Butterfly Valve | Water | Butterfly Valve (BFV), 2", 2-way, ANSI Class Consistent with 125, Cv 115 ¦Configurable Valve Actuator, Electronic fail-safe, AC 24...240 V / DC 24...125 V, 2...10 V, 2 x SPDT, terminals, BACnet MS/TP Modbus RTU MP-Bus, MFT/programmable | 5320.00
F650HD+PRXUP-3-T | Butterfly Valve | Water | Butterfly Valve (BFV), 2", 2-way, ANSI Class Consistent with 125, Cv 115 ¦Configurable Valve Actuator, Non fail-safe, AC 24...240 V / DC 24...125 V, On/Off, Floating point, 2 x SPDT, terminals | 2854.00
F650HD+PRXUP-MFT-T | Butterfly Valve | Water | Butterfly Valve (BFV), 2", 2-way, ANSI Class Consistent with 125, Cv 115 ¦Configurable Valve Actuator, Non fail-safe, AC 24...240 V / DC 24...125 V, 2...10 V, 2 x SPDT, terminals, BACnet MS/TP Modbus RTU MP-Bus, MFT/programmable | 4045.00
F650VIC+AFBUP-S-X1 | Butterfly Valve | Water | Butterfly Valve (BFV), 2", 2-way, ANSI Class Grooved AWWA, Cv 115 ¦Valve Actuator, Spring return, AC 24...240 V / DC 24...125 V, On/Off, 2 x SPDT | 2125.00
F650VIC+AFBUP-X1 | Butterfly Valve | Water | Butterfly Valve (BFV), 2", 2-way, ANSI Class Grooved AWWA, Cv 115 ¦Valve Actuator, Spring return, AC 24...240 V / DC 24...125 V, On/Off | 2014.00
F650VIC+AFX24-MFT-S-X1 | Butterfly Valve | Water | Butterfly Valve (BFV), 2", 2-way, ANSI Class Grooved AWWA, Cv 115 ¦Configurable Valve Actuator, Spring return, AC/DC 24 V, 2...10 V, 2 x SPDT, MFT/programmable | 2245.00
F650VIC+AFX24-MFT-X1 | Butterfly Valve | Water | Butterfly Valve (BFV), 2", 2-way, ANSI Class Grooved AWWA, Cv 115 ¦Configurable Valve Actuator, Spring return, AC/DC 24 V, 2...10 V, MFT/programmable | 2150.00
F650VIC+AMB24-3-X1 | Butterfly Valve | Water | Butterfly Valve (BFV), 2", 2-way, ANSI Class Grooved AWWA, Cv 115 ¦Valve Actuator, Non fail-safe, AC/DC 24 V, On/Off, Floating point | 1764.00
F650VIC+AMX24-MFT-X1 | Butterfly Valve | Water | Butterfly Valve (BFV), 2", 2-way, ANSI Class Grooved AWWA, Cv 115 ¦Configurable Valve Actuator, Non fail-safe, AC/DC 24 V, 2...10 V, MFT/programmable | 1971.00
F650VIC+GRCX120-3 N4 | Butterfly Valve | Water | Butterfly Valve (BFV), 2", 2-way, ANSI Class Grooved AWWA, Cv 115 ¦Valve Actuator, Non fail-safe, AC 100...240 V, On/Off, Floating point, NEMA 4X | 2097.00
F650VIC+GRCX120-SR-T N4 | Butterfly Valve | Water | Butterfly Valve (BFV), 2", 2-way, ANSI Class Grooved AWWA, Cv 115 ¦Valve Actuator, Non fail-safe, AC 100...240 V, modulating, NEMA 4X | 2220.00
F650VIC+GRCX24-3-T N4 | Butterfly Valve | Water | Butterfly Valve (BFV), 2", 2-way, ANSI Class Grooved AWWA, Cv 115 ¦Configurable Valve Actuator, Non fail-safe, AC/DC 24 V, On/Off, Floating point, NEMA 4X, terminals | 1988.00
F650VIC+GRCX24-MFT-T N4 | Butterfly Valve | Water | Butterfly Valve (BFV), 2", 2-way, ANSI Class Grooved AWWA, Cv 115 ¦Configurable Valve Actuator, Non fail-safe, AC/DC 24 V, 2...10 V, NEMA 4X, terminals | 2342.00
F6600-150SHP+SY10-110 | Butterfly Valve | Water | Butterfly Valve (BFV), 24", 2-way, ANSI Class 150, Cv 22050 ¦Valve Actuator, Non fail-safe, AC 120 V, On/Off, Floating point, 2 x SPDT | 56614.00
F6600-150SHP+SY10-120MFT | Butterfly Valve | Water | Butterfly Valve (BFV), 24", 2-way, ANSI Class 150, Cv 22050 ¦Configurable Valve Actuator, Non fail-safe, AC 120 V, 2...10 V, 2 x SPDT, MFT/programmable | 58674.00
F6600-150SHP+SY10-230MFT | Butterfly Valve | Water | Butterfly Valve (BFV), 24", 2-way, ANSI Class 150, Cv 22050 ¦Configurable Valve Actuator, Non fail-safe, AC 230 V, 2...10 V, 2 x SPDT, MFT/programmable | 58674.00
F6600HD+SY11-110 | Butterfly Valve | Water | Butterfly Valve (BFV), 24", 2-way, ANSI Class Consistent with 125, Cv 43116 ¦Valve Actuator, Non fail-safe, AC 120 V, On/Off, Floating point, 2 x SPDT | 32735.00
F6600HD+SY11-120MFT | Butterfly Valve | Water | Butterfly Valve (BFV), 24", 2-way, ANSI Class Consistent with 125, Cv 43116 ¦Configurable Valve Actuator, Non fail-safe, AC 120 V, 2...10 V, 2 x SPDT, MFT/programmable | 35687.00
F6600HD+SY11-230MFT | Butterfly Valve | Water | Butterfly Valve (BFV), 24", 2-way, ANSI Class Consistent with 125, Cv 43116 ¦Configurable Valve Actuator, Non fail-safe, AC 230 V, 2...10 V, 2 x SPDT, MFT/programmable | 35687.00
F665-150SHP+2*AFBUP-X1 | Butterfly Valve | Water | Butterfly Valve (BFV), 2 1/2", 2-way, ANSI Class 150, Cv 146 ¦Valve Actuator, Spring return, AC 24...240 V / DC 24...125 V, On/Off | 3371.00
F665-150SHP+2*AFX24-MFT-S-X1 | Butterfly Valve | Water | Butterfly Valve (BFV), 2 1/2", 2-way, ANSI Class 150, Cv 146 ¦Valve Actuator, Spring return, AC/DC 24 V, 2...10 V, 2 x SPDT, MFT/programmable | 3695.00
F665-150SHP+2*AFX24-MFT-X1 | Butterfly Valve | Water | Butterfly Valve (BFV), 2 1/2", 2-way, ANSI Class 150, Cv 146 ¦Valve Actuator, Spring return, AC/DC 24 V, 2...10 V, MFT/programmable | 3584.00
F665-150SHP+GKX24-MFT-X1 | Butterfly Valve | Water | Butterfly Valve (BFV), 2 1/2", 2-way, ANSI Class 150, Cv 146 ¦Configurable Valve Actuator, Electronic fail-safe, AC/DC 24 V, 2...10 V, MFT/programmable | 4083.00
F665-150SHP+GMB24-3-X1 | Butterfly Valve | Water | Butterfly Valve (BFV), 2 1/2", 2-way, ANSI Class 150, Cv 146 ¦Valve Actuator, Non fail-safe, AC/DC 24 V, On/Off, Floating point | 3072.00
F665-150SHP+GMB24-MFT-X1 | Butterfly Valve | Water | Butterfly Valve (BFV), 2 1/2", 2-way, ANSI Class 150, Cv 146 ¦Valve Actuator, Non fail-safe, AC/DC 24 V, 2...10 V, MFT/programmable | 3190.00
F665-150SHP+GMCX24-3-T-X1 N4 | Butterfly Valve | Water | Butterfly Valve (BFV), 2 1/2", 2-way, ANSI Class 150, Cv 146 ¦Configurable Valve Actuator, Non fail-safe, AC/DC 24 V, On/Off, Floating point, NEMA 4X, terminals | 4560.00
F665-150SHP+GMX24-MFT-T-X1 N4 | Butterfly Valve | Water | Butterfly Valve (BFV), 2 1/2", 2-way, ANSI Class 150, Cv 146 ¦Configurable Valve Actuator, Non fail-safe, AC/DC 24 V, 2...10 V, NEMA 4X, terminals | 4680.00
F665-150SHP+GMX24-MFT-X1 | Butterfly Valve | Water | Butterfly Valve (BFV), 2 1/2", 2-way, ANSI Class 150, Cv 146 ¦Configurable Valve Actuator, Non fail-safe, AC/DC 24 V, 2...10 V, MFT/programmable | 3190.00
F665-150SHP+GW10 | Butterfly Valve | Water | Butterfly Valve (BFV), 2 1/2", 2-way, ANSI Class 150, Cv 146 | 3927.00
F665-150SHP+HND05 | Butterfly Valve | Water | Butterfly Valve (BFV), 2 1/2", 2-way, ANSI Class 150, Cv 146 | 2870.00
F665-150SHP+PKRXUP-MFT-T | Butterfly Valve | Water | Butterfly Valve (BFV), 2 1/2", 2-way, ANSI Class 150, Cv 146 ¦Configurable Valve Actuator, Electronic fail-safe, AC 24...240 V / DC 24...125 V, 2...10 V, 2 x SPDT, terminals, BACnet MS/TP Modbus RTU MP-Bus, MFT/programmable | 7656.00
F665-150SHP+PRBUP-3-T | Butterfly Valve | Water | Butterfly Valve (BFV), 2 1/2", 2-way, ANSI Class 150, Cv 146 ¦Valve Actuator, Non fail-safe, AC 24...240 V / DC 24...125 V, On/Off, Floating point, 2 x SPDT, terminals | 4773.00
F665-150SHP+PRBUP-MFT-T | Butterfly Valve | Water | Butterfly Valve (BFV), 2 1/2", 2-way, ANSI Class 150, Cv 146 ¦Valve Actuator, Non fail-safe, AC 24...240 V / DC 24...125 V, 2...10 V, 2 x SPDT, terminals, BACnet MS/TP Modbus RTU MP-Bus, MFT/programmable | 6556.00
F665-150SHP+PRXUP-MFT-T | Butterfly Valve | Water | Butterfly Valve (BFV), 2 1/2", 2-way, ANSI Class 150, Cv 146 ¦Configurable Valve Actuator, Non fail-safe, AC 24...240 V / DC 24...125 V, 2...10 V, 2 x SPDT, terminals, BACnet MS/TP Modbus RTU MP-Bus, MFT/programmable | 6556.00
F665-300SHP+2*GKX24-MFT-X1 | Butterfly Valve | Water | Butterfly Valve (BFV), 2 1/2", 2-way, ANSI Class 300, Cv 146 ¦Valve Actuator, Electronic fail-safe, AC/DC 24 V, 2...10 V, MFT/programmable | 5710.00
F665-300SHP+2*GMX24-MFT-X1 | Butterfly Valve | Water | Butterfly Valve (BFV), 2 1/2", 2-way, ANSI Class 300, Cv 146 ¦Valve Actuator, Non fail-safe, AC/DC 24 V, 2...10 V, MFT/programmable | 4005.00
F665-300SHP+GKX24-MFT-X1 | Butterfly Valve | Water | Butterfly Valve (BFV), 2 1/2", 2-way, ANSI Class 300, Cv 146 ¦Configurable Valve Actuator, Electronic fail-safe, AC/DC 24 V, 2...10 V, MFT/programmable | 4406.00
F665-300SHP+GMB24-3-X1 | Butterfly Valve | Water | Butterfly Valve (BFV), 2 1/2", 2-way, ANSI Class 300, Cv 146 ¦Valve Actuator, Non fail-safe, AC/DC 24 V, On/Off, Floating point | 3427.00
F665-300SHP+GMB24-MFT-X1 | Butterfly Valve | Water | Butterfly Valve (BFV), 2 1/2", 2-way, ANSI Class 300, Cv 146 ¦Valve Actuator, Non fail-safe, AC/DC 24 V, 2...10 V, MFT/programmable | 3544.00
F665-300SHP+GMCX24-3-T-X1 N4 | Butterfly Valve | Water | Butterfly Valve (BFV), 2 1/2", 2-way, ANSI Class 300, Cv 146 ¦Configurable Valve Actuator, Non fail-safe, AC/DC 24 V, On/Off, Floating point, NEMA 4X, terminals | 4857.00
F665-300SHP+GMX24-MFT-T-X1 N4 | Butterfly Valve | Water | Butterfly Valve (BFV), 2 1/2", 2-way, ANSI Class 300, Cv 146 ¦Configurable Valve Actuator, Non fail-safe, AC/DC 24 V, 2...10 V, NEMA 4X, terminals | 5090.00
F665-300SHP+GMX24-MFT-X1 | Butterfly Valve | Water | Butterfly Valve (BFV), 2 1/2", 2-way, ANSI Class 300, Cv 146 ¦Configurable Valve Actuator, Non fail-safe, AC/DC 24 V, 2...10 V, MFT/programmable | 3544.00
F665-300SHP+GW10 | Butterfly Valve | Water | Butterfly Valve (BFV), 2 1/2", 2-way, ANSI Class 300, Cv 146 | 4073.00
F665-300SHP+HND05 | Butterfly Valve | Water | Butterfly Valve (BFV), 2 1/2", 2-way, ANSI Class 300, Cv 146 | 3313.00
F665-300SHP+PKRXUP-MFT-T | Butterfly Valve | Water | Butterfly Valve (BFV), 2 1/2", 2-way, ANSI Class 300, Cv 146 ¦Configurable Valve Actuator, Electronic fail-safe, AC 24...240 V / DC 24...125 V, 2...10 V, 2 x SPDT, terminals, BACnet MS/TP Modbus RTU MP-Bus, MFT/programmable | 8101.00
F665-300SHP+PRBUP-3-T | Butterfly Valve | Water | Butterfly Valve (BFV), 2 1/2", 2-way, ANSI Class 300, Cv 146 ¦Valve Actuator, Non fail-safe, AC 24...240 V / DC 24...125 V, On/Off, Floating point, 2 x SPDT, terminals | 5078.00
F665-300SHP+PRBUP-MFT-T | Butterfly Valve | Water | Butterfly Valve (BFV), 2 1/2", 2-way, ANSI Class 300, Cv 146 ¦Valve Actuator, Non fail-safe, AC 24...240 V / DC 24...125 V, 2...10 V, 2 x SPDT, terminals, BACnet MS/TP Modbus RTU MP-Bus, MFT/programmable | 6844.00
F665-300SHP+PRXUP-MFT-T | Butterfly Valve | Water | Butterfly Valve (BFV), 2 1/2", 2-way, ANSI Class 300, Cv 146 ¦Configurable Valve Actuator, Non fail-safe, AC 24...240 V / DC 24...125 V, 2...10 V, 2 x SPDT, terminals, BACnet MS/TP Modbus RTU MP-Bus, MFT/programmable | 6844.00
F665HD+AFRX24-MFT | Butterfly Valve | Water | Butterfly Valve (BFV), 2 1/2", 2-way, ANSI Class Consistent with 125, Cv 196 ¦Configurable Valve Actuator, Spring return, AC/DC 24 V, 2...10 V, MFT/programmable | 1344.00
F665HD+AFRX24-MFT N4 | Butterfly Valve | Water | Butterfly Valve (BFV), 2 1/2", 2-way, ANSI Class Consistent with 125, Cv 196 ¦Valve Actuator, Spring return, AC/DC 24 V, MFT/programmable, NEMA 4X | 2270.00
F665HD+AFRX24-MFT-S | Butterfly Valve | Water | Butterfly Valve (BFV), 2 1/2", 2-way, ANSI Class Consistent with 125, Cv 196 ¦Configurable Valve Actuator, Spring return, AC/DC 24 V, 2...10 V, 2 x SPDT, MFT/programmable | 1432.00
F665HD+AFRX24-MFT-S N4 | Butterfly Valve | Water | Butterfly Valve (BFV), 2 1/2", 2-way, ANSI Class Consistent with 125, Cv 196 ¦Valve Actuator, Spring return, AC/DC 24 V, MFT/programmable, 2 x SPDT, NEMA 4X | 2382.00
F665HD+AFRXUP | Butterfly Valve | Water | Butterfly Valve (BFV), 2 1/2", 2-way, ANSI Class Consistent with 125, Cv 196 ¦Configurable Valve Actuator, Spring return, AC 24...240 V / DC 24...125 V, On/Off | 1127.00
F665HD+AFRXUP N4 | Butterfly Valve | Water | Butterfly Valve (BFV), 2 1/2", 2-way, ANSI Class Consistent with 125, Cv 196 ¦Valve Actuator, Spring return, AC 24...240 V / DC 24...125 V, On/Off, NEMA 4X | 1977.00
F665HD+AFRXUP-S | Butterfly Valve | Water | Butterfly Valve (BFV), 2 1/2", 2-way, ANSI Class Consistent with 125, Cv 196 ¦Configurable Valve Actuator, Spring return, AC 24...240 V / DC 24...125 V, On/Off, 2 x SPDT | 1234.00
F665HD+AFRXUP-S N4 | Butterfly Valve | Water | Butterfly Valve (BFV), 2 1/2", 2-way, ANSI Class Consistent with 125, Cv 196 ¦Valve Actuator, Spring return, AC 24...240 V / DC 24...125 V, On/Off, 2 x SPDT, NEMA 4X | 2090.00
F665HD+AFX24-MFT-S-X1 | Butterfly Valve | Water | Butterfly Valve (BFV), 2 1/2", 2-way, ANSI Class Consistent with 125, Cv 196 ¦Configurable Valve Actuator, Spring return, AC/DC 24 V, 2...10 V, 2 x SPDT, MFT/programmable | 1715.00
F665HD+AFX24-MFT-X1 | Butterfly Valve | Water | Butterfly Valve (BFV), 2 1/2", 2-way, ANSI Class Consistent with 125, Cv 196 ¦Configurable Valve Actuator, Spring return, AC/DC 24 V, 2...10 V, MFT/programmable | 1604.00
F665HD+AMB24-3-X1 | Butterfly Valve | Water | Butterfly Valve (BFV), 2 1/2", 2-way, ANSI Class Consistent with 125, Cv 196 ¦Valve Actuator, Non fail-safe, AC/DC 24 V, On/Off, Floating point | 825.00
F665HD+AMX24-MFT-X1 | Butterfly Valve | Water | Butterfly Valve (BFV), 2 1/2", 2-way, ANSI Class Consistent with 125, Cv 196 ¦Configurable Valve Actuator, Non fail-safe, AC/DC 24 V, 2...10 V, MFT/programmable | 998.00
F665HD+ARX24-3 | Butterfly Valve | Water | Butterfly Valve (BFV), 2 1/2", 2-way, ANSI Class Consistent with 125, Cv 196 ¦Configurable Valve Actuator, Non fail-safe, AC/DC 24 V, On/Off, Floating point | 799.00
F665HD+ARX24-MFT | Butterfly Valve | Water | Butterfly Valve (BFV), 2 1/2", 2-way, ANSI Class Consistent with 125, Cv 196 ¦Configurable Valve Actuator, Non fail-safe, AC/DC 24 V, 2...10 V, MFT/programmable | 967.00
F665HD+GRCX120-3 | Butterfly Valve | Water | Butterfly Valve (BFV), 2 1/2", 2-way, ANSI Class Consistent with 125, Cv 196 ¦Valve Actuator, Non fail-safe, AC/DC 100...240 V, On/Off, Floating point | 847.00
F665HD+GRCX120-3 N4 | Butterfly Valve | Water | Butterfly Valve (BFV), 2 1/2", 2-way, ANSI Class Consistent with 125, Cv 196 ¦Valve Actuator, Non fail-safe, AC 100...240 V, On/Off, Floating point, NEMA 4X | 1930.00
F665HD+GRCX120-SR-T N4 | Butterfly Valve | Water | Butterfly Valve (BFV), 2 1/2", 2-way, ANSI Class Consistent with 125, Cv 196 ¦Valve Actuator, Non fail-safe, AC 100...240 V, modulating, NEMA 4X | 2115.00
F665HD+GRCX24-3 | Butterfly Valve | Water | Butterfly Valve (BFV), 2 1/2", 2-way, ANSI Class Consistent with 125, Cv 196 ¦Valve Actuator, Non fail-safe, AC/DC 24 V, On/Off, Floating point | 847.00
F665HD+GRCX24-3-T N4 | Butterfly Valve | Water | Butterfly Valve (BFV), 2 1/2", 2-way, ANSI Class Consistent with 125, Cv 196 ¦Configurable Valve Actuator, Non fail-safe, AC/DC 24 V, On/Off, Floating point, NEMA 4X, terminals | 1891.00
F665HD+GRX24-MFT-T N4 | Butterfly Valve | Water | Butterfly Valve (BFV), 2 1/2", 2-way, ANSI Class Consistent with 125, Cv 196 ¦Configurable Valve Actuator, Non fail-safe, AC/DC 24 V, 2...10 V, NEMA 4X, terminals | 2298.00
F665HD+GW01 | Butterfly Valve | Water | Butterfly Valve, 2-way, ANSI Class Consistent with 125, DN 65, flange, ps¦Butterfly Valve (BFV), 2 1/2", 2-way, ANSI Class Consistent with 125, Cv 196 | 557.00
F665HD+HND01 | Butterfly Valve | Water | Butterfly Valve, 2-way, ANSI Class Consistent with 125, DN 65, flange, ps¦Butterfly Valve (BFV), 2 1/2", 2-way, ANSI Class Consistent with 125, Cv 196 | 282.00
F665HD+PKRXUP-MFT-T | Butterfly Valve | Water | Butterfly Valve (BFV), 2 1/2", 2-way, ANSI Class Consistent with 125, Cv 196 ¦Configurable Valve Actuator, Electronic fail-safe, AC 24...240 V / DC 24...125 V, 2...10 V, 2 x SPDT, terminals, BACnet MS/TP Modbus RTU MP-Bus, MFT/programmable | 5335.00
F665HD+PRXUP-3-T | Butterfly Valve | Water | Butterfly Valve (BFV), 2 1/2", 2-way, ANSI Class Consistent with 125, Cv 196 ¦Configurable Valve Actuator, Non fail-safe, AC 24...240 V / DC 24...125 V, On/Off, Floating point, 2 x SPDT, terminals | 2864.00
F665HD+PRXUP-MFT-T | Butterfly Valve | Water | Butterfly Valve (BFV), 2 1/2", 2-way, ANSI Class Consistent with 125, Cv 196 ¦Configurable Valve Actuator, Non fail-safe, AC 24...240 V / DC 24...125 V, 2...10 V, 2 x SPDT, terminals, BACnet MS/TP Modbus RTU MP-Bus, MFT/programmable | 4151.00
F665VIC+2*AFBUP-X1 | Butterfly Valve | Water | Butterfly Valve (BFV), 2 1/2", 2-way, ANSI Class Grooved AWWA, Cv 260 ¦Valve Actuator, Spring return, AC 24...240 V / DC 24...125 V, On/Off | 3101.00
F665VIC+2*AFX24-MFT-S-X1 | Butterfly Valve | Water | Butterfly Valve (BFV), 2 1/2", 2-way, ANSI Class Grooved AWWA, Cv 260 ¦Valve Actuator, Spring return, AC/DC 24 V, 2...10 V, 2 x SPDT, MFT/programmable | 3484.00
F665VIC+2*AFX24-MFT-X1 | Butterfly Valve | Water | Butterfly Valve (BFV), 2 1/2", 2-way, ANSI Class Grooved AWWA, Cv 260 ¦Valve Actuator, Spring return, AC/DC 24 V, 2...10 V, MFT/programmable | 3372.00
F665VIC+AFBUP-S-X1 | Butterfly Valve | Water | Butterfly Valve (BFV), 2 1/2", 2-way, ANSI Class Grooved AWWA, Cv 260 ¦Valve Actuator, Spring return, AC 24...240 V / DC 24...125 V, On/Off, 2 x SPDT | 2851.00
F665VIC+AFBUP-X1 | Butterfly Valve | Water | Butterfly Valve (BFV), 2 1/2", 2-way, ANSI Class Grooved AWWA, Cv 260 ¦Valve Actuator, Spring return, AC 24...240 V / DC 24...125 V, On/Off | 2740.00
F665VIC+AFX24-MFT-S-X1 | Butterfly Valve | Water | Butterfly Valve (BFV), 2 1/2", 2-way, ANSI Class Grooved AWWA, Cv 260 ¦Configurable Valve Actuator, Spring return, AC/DC 24 V, 2...10 V, 2 x SPDT, MFT/programmable | 2997.00
F665VIC+AFX24-MFT-X1 | Butterfly Valve | Water | Butterfly Valve (BFV), 2 1/2", 2-way, ANSI Class Grooved AWWA, Cv 260 ¦Configurable Valve Actuator, Spring return, AC/DC 24 V, 2...10 V, MFT/programmable | 2875.00
F665VIC+AMB24-3-X1 | Butterfly Valve | Water | Butterfly Valve (BFV), 2 1/2", 2-way, ANSI Class Grooved AWWA, Cv 260 ¦Valve Actuator, Non fail-safe, AC/DC 24 V, On/Off, Floating point | 2135.00
F665VIC+AMX24-MFT-X1 | Butterfly Valve | Water | Butterfly Valve (BFV), 2 1/2", 2-way, ANSI Class Grooved AWWA, Cv 260 ¦Configurable Valve Actuator, Non fail-safe, AC/DC 24 V, 2...10 V, MFT/programmable | 2343.00
F665VIC+GMB24-3-X1 | Butterfly Valve | Water | Butterfly Valve (BFV), 2 1/2", 2-way, ANSI Class Grooved AWWA, Cv 260 ¦Valve Actuator, Non fail-safe, AC/DC 24 V, On/Off, Floating point | 2319.00
F665VIC+GMB24-MFT-X1 | Butterfly Valve | Water | Butterfly Valve (BFV), 2 1/2", 2-way, ANSI Class Grooved AWWA, Cv 260 ¦Valve Actuator, Non fail-safe, AC/DC 24 V, 2...10 V, MFT/programmable | 2429.00
F665VIC+GMCX120-SR-T-X1 | Butterfly Valve | Water | Butterfly Valve (BFV), 2 1/2", 2-way, ANSI Class Grooved AWWA, Cv 260 ¦Valve Actuator, Non fail-safe, AC 100...240 V, modulating | 2373.00
F665VIC+GMX24-MFT-X1 | Butterfly Valve | Water | Butterfly Valve (BFV), 2 1/2", 2-way, ANSI Class Grooved AWWA, Cv 260 ¦Configurable Valve Actuator, Non fail-safe, AC/DC 24 V, 2...10 V, MFT/programmable | 2429.00
F665VIC+GRCX120-3 N4 | Butterfly Valve | Water | Butterfly Valve (BFV), 2 1/2", 2-way, ANSI Class Grooved AWWA, Cv 260 ¦Valve Actuator, Non fail-safe, AC 100...240 V, On/Off, Floating point, NEMA 4X | 2314.00
F665VIC+GRCX120-SR-T | Butterfly Valve | Water | Butterfly Valve (BFV), 2 1/2", 2-way, ANSI Class Grooved AWWA, Cv 260 ¦Valve Actuator, Non fail-safe, AC 100...240 V, modulating | 2304.00
F665VIC+GRCX120-SR-T N4 | Butterfly Valve | Water | Butterfly Valve (BFV), 2 1/2", 2-way, ANSI Class Grooved AWWA, Cv 260 ¦Valve Actuator, Non fail-safe, AC 100...240 V, modulating, NEMA 4X | 2437.00
F665VIC+GRCX24-3-T | Butterfly Valve | Water | Butterfly Valve (BFV), 2 1/2", 2-way, ANSI Class Grooved AWWA, Cv 260 ¦Valve Actuator, Non fail-safe, AC/DC 24 V, On/Off, Floating point | 2251.00
F665VIC+GRCX24-3-T N4 | Butterfly Valve | Water | Butterfly Valve (BFV), 2 1/2", 2-way, ANSI Class Grooved AWWA, Cv 260 ¦Configurable Valve Actuator, Non fail-safe, AC/DC 24 V, On/Off, Floating point, NEMA 4X, terminals | 2206.00
F665VIC+GRCX24-MFT-T | Butterfly Valve | Water | Butterfly Valve (BFV), 2 1/2", 2-way, ANSI Class Grooved AWWA, Cv 260 ¦Configurable Valve Actuator, Non fail-safe, AC/DC 24 V, 2...10 V, MFT/programmable | 2358.00
F665VIC+GRCX24-MFT-T N4 | Butterfly Valve | Water | Butterfly Valve (BFV), 2 1/2", 2-way, ANSI Class Grooved AWWA, Cv 260 ¦Configurable Valve Actuator, Non fail-safe, AC/DC 24 V, 2...10 V, NEMA 4X, terminals | 2560.00
F680-150SHP+2*AFBUP-X1 | Butterfly Valve | Water | Butterfly Valve (BFV), 3", 2-way, ANSI Class 150, Cv 228 ¦Valve Actuator, Spring return, AC 24...240 V / DC 24...125 V, On/Off | 3389.00
F680-150SHP+2*AFX24-MFT-S-X1 | Butterfly Valve | Water | Butterfly Valve (BFV), 3", 2-way, ANSI Class 150, Cv 228 ¦Valve Actuator, Spring return, AC/DC 24 V, 2...10 V, 2 x SPDT, MFT/programmable | 3714.00
F680-150SHP+2*AFX24-MFT-X1 | Butterfly Valve | Water | Butterfly Valve (BFV), 3", 2-way, ANSI Class 150, Cv 228 ¦Valve Actuator, Spring return, AC/DC 24 V, 2...10 V, MFT/programmable | 3602.00
F680-150SHP+GKX24-MFT-X1 | Butterfly Valve | Water | Butterfly Valve (BFV), 3", 2-way, ANSI Class 150, Cv 228 ¦Configurable Valve Actuator, Electronic fail-safe, AC/DC 24 V, 2...10 V, MFT/programmable | 4102.00
F680-150SHP+GMB24-3-X1 | Butterfly Valve | Water | Butterfly Valve (BFV), 3", 2-way, ANSI Class 150, Cv 228 ¦Valve Actuator, Non fail-safe, AC/DC 24 V, On/Off, Floating point | 3089.00
F680-150SHP+GMB24-MFT-X1 | Butterfly Valve | Water | Butterfly Valve (BFV), 3", 2-way, ANSI Class 150, Cv 228 ¦Valve Actuator, Non fail-safe, AC/DC 24 V, 2...10 V, MFT/programmable | 3212.00
F680-150SHP+GMCX24-3-T-X1 N4 | Butterfly Valve | Water | Butterfly Valve (BFV), 3", 2-way, ANSI Class 150, Cv 228 ¦Configurable Valve Actuator, Non fail-safe, AC/DC 24 V, On/Off, Floating point, NEMA 4X, terminals | 4669.00
F680-150SHP+GMX24-MFT-T-X1 N4 | Butterfly Valve | Water | Butterfly Valve (BFV), 3", 2-way, ANSI Class 150, Cv 228 ¦Configurable Valve Actuator, Non fail-safe, AC/DC 24 V, 2...10 V, NEMA 4X, terminals | 4791.00
F680-150SHP+GMX24-MFT-X1 | Butterfly Valve | Water | Butterfly Valve (BFV), 3", 2-way, ANSI Class 150, Cv 228 ¦Configurable Valve Actuator, Non fail-safe, AC/DC 24 V, 2...10 V, MFT/programmable | 3212.00
F680-150SHP+GW11 | Butterfly Valve | Water | Butterfly Valve (BFV), 3", 2-way, ANSI Class 150, Cv 228 | 3986.00
F680-150SHP+HND06 | Butterfly Valve | Water | Butterfly Valve, 2-way, ANSI Class 150, DN 80, flange, ps¦Butterfly Valve (BFV), 3", 2-way, ANSI Class 150, Cv 228 | 2931.00
F680-150SHP+PKRXUP-MFT-T | Butterfly Valve | Water | Butterfly Valve (BFV), 3", 2-way, ANSI Class 150, Cv 228 ¦Configurable Valve Actuator, Electronic fail-safe, AC 24...240 V / DC 24...125 V, 2...10 V, 2 x SPDT, terminals, BACnet MS/TP Modbus RTU MP-Bus, MFT/programmable | 7974.00
F680-150SHP+PRBUP-3-T | Butterfly Valve | Water | Butterfly Valve (BFV), 3", 2-way, ANSI Class 150, Cv 228 ¦Valve Actuator, Non fail-safe, AC 24...240 V / DC 24...125 V, On/Off, Floating point, 2 x SPDT, terminals | 4793.00
F680-150SHP+PRBUP-MFT-T | Butterfly Valve | Water | Butterfly Valve (BFV), 3", 2-way, ANSI Class 150, Cv 228 ¦Valve Actuator, Non fail-safe, AC 24...240 V / DC 24...125 V, 2...10 V, 2 x SPDT, terminals, BACnet MS/TP Modbus RTU MP-Bus, MFT/programmable | 6579.00
F680-150SHP+PRXUP-MFT-T | Butterfly Valve | Water | Butterfly Valve (BFV), 3", 2-way, ANSI Class 150, Cv 228 ¦Configurable Valve Actuator, Non fail-safe, AC 24...240 V / DC 24...125 V, 2...10 V, 2 x SPDT, terminals, BACnet MS/TP Modbus RTU MP-Bus, MFT/programmable | 6579.00
F680-300SHP+2*GKX24-MFT-X1 | Butterfly Valve | Water | Butterfly Valve (BFV), 3", 2-way, ANSI Class 300, Cv 228 ¦Valve Actuator, Electronic fail-safe, AC/DC 24 V, 2...10 V, MFT/programmable | 5725.00
F680-300SHP+2*GMB24-3-X1 | Butterfly Valve | Water | Butterfly Valve (BFV), 3", 2-way, ANSI Class 300, Cv 228 ¦Valve Actuator, Non fail-safe, AC/DC 24 V, On/Off, Floating point | 3795.00
F680-300SHP+2*GMX24-MFT-X1 | Butterfly Valve | Water | Butterfly Valve (BFV), 3", 2-way, ANSI Class 300, Cv 228 ¦Valve Actuator, Non fail-safe, AC/DC 24 V, 2...10 V, MFT/programmable | 4019.00
F680-300SHP+GKX24-MFT-X1 | Butterfly Valve | Water | Butterfly Valve (BFV), 3", 2-way, ANSI Class 300, Cv 228 ¦Configurable Valve Actuator, Electronic fail-safe, AC/DC 24 V, 2...10 V, MFT/programmable | 4426.00
F680-300SHP+GMB24-3-X1 | Butterfly Valve | Water | Butterfly Valve (BFV), 3", 2-way, ANSI Class 300, Cv 228 ¦Valve Actuator, Non fail-safe, AC/DC 24 V, On/Off, Floating point | 3477.00
F680-300SHP+GMCX24-3-T-X1 N4 | Butterfly Valve | Water | Butterfly Valve (BFV), 3", 2-way, ANSI Class 300, Cv 228 ¦Configurable Valve Actuator, Non fail-safe, AC/DC 24 V, On/Off, Floating point, NEMA 4X, terminals | 5119.00
F680-300SHP+GMX24-MFT-T-X1 N4 | Butterfly Valve | Water | Butterfly Valve (BFV), 3", 2-way, ANSI Class 300, Cv 228 ¦Configurable Valve Actuator, Non fail-safe, AC/DC 24 V, 2...10 V, NEMA 4X, terminals | 5349.00
F680-300SHP+GMX24-MFT-X1 | Butterfly Valve | Water | Butterfly Valve (BFV), 3", 2-way, ANSI Class 300, Cv 228 ¦Configurable Valve Actuator, Non fail-safe, AC/DC 24 V, 2...10 V, MFT/programmable | 3596.00
F680-300SHP+GW11 | Butterfly Valve | Water | Butterfly Valve (BFV), 3", 2-way, ANSI Class 300, Cv 228 | 3806.00
F680-300SHP+HND06 | Butterfly Valve | Water | Butterfly Valve, 2-way, ANSI Class 300, DN 80, flange, ps¦Butterfly Valve (BFV), 3", 2-way, ANSI Class 300, Cv 228 | 3044.00
F680-300SHP+PKRXUP-MFT-T | Butterfly Valve | Water | Butterfly Valve (BFV), 3", 2-way, ANSI Class 300, Cv 228 ¦Configurable Valve Actuator, Electronic fail-safe, AC 24...240 V / DC 24...125 V, 2...10 V, 2 x SPDT, terminals, BACnet MS/TP Modbus RTU MP-Bus, MFT/programmable | 8203.00
F680-300SHP+PRBUP-3-T | Butterfly Valve | Water | Butterfly Valve (BFV), 3", 2-way, ANSI Class 300, Cv 228 ¦Valve Actuator, Non fail-safe, AC 24...240 V / DC 24...125 V, On/Off, Floating point, 2 x SPDT, terminals | 5097.00
F680-300SHP+PRBUP-MFT-T | Butterfly Valve | Water | Butterfly Valve (BFV), 3", 2-way, ANSI Class 300, Cv 228 ¦Valve Actuator, Non fail-safe, AC 24...240 V / DC 24...125 V, 2...10 V, 2 x SPDT, terminals, BACnet MS/TP Modbus RTU MP-Bus, MFT/programmable | 6864.00
F680-300SHP+PRXUP-MFT-T | Butterfly Valve | Water | Butterfly Valve (BFV), 3", 2-way, ANSI Class 300, Cv 228 ¦Configurable Valve Actuator, Non fail-safe, AC 24...240 V / DC 24...125 V, 2...10 V, 2 x SPDT, terminals, BACnet MS/TP Modbus RTU MP-Bus, MFT/programmable | 6864.00
F680HD+2*AFX24-MFT-S-X1 | Butterfly Valve | Water | Butterfly Valve (BFV), 3", 2-way, ANSI Class Consistent with 125, Cv 302 ¦Valve Actuator, Spring return, AC/DC 24 V, 2...10 V, 2 x SPDT, MFT/programmable | 2299.00
F680HD+2*AFX24-MFT-X1 | Butterfly Valve | Water | Butterfly Valve (BFV), 3", 2-way, ANSI Class Consistent with 125, Cv 302 ¦Valve Actuator, Spring return, AC/DC 24 V, 2...10 V, MFT/programmable | 2188.00
F680HD+DKRX24-MFT-T N4 | Butterfly Valve | Water | Butterfly Valve (BFV), 3", 2-way, ANSI Class Consistent with 125, Cv 302 ¦Configurable Valve Actuator, Electronic fail-safe, AC/DC 24 V, 2...10 V, NEMA 4X, terminals | 3066.00
F680HD+DRX24-MFT-T | Butterfly Valve | Water | Butterfly Valve (BFV), 3", 2-way, ANSI Class Consistent with 125, Cv 302 ¦Configurable Valve Actuator, Non fail-safe, AC/DC 24 V, 2...10 V, terminals, MFT/programmable | 1147.00
F680HD+GKRX24-3 N4 | Butterfly Valve | Water | Butterfly Valve (BFV), 3", 2-way, ANSI Class Consistent with 125, Cv 302 ¦Valve Actuator, Electronic fail-safe, AC 24 V, On/Off, Floating point, NEMA 4X | 3308.00
F680HD+GKRX24-MFT N4 | Butterfly Valve | Water | Butterfly Valve (BFV), 3", 2-way, ANSI Class Consistent with 125, Cv 302 ¦Valve Actuator, Electronic fail-safe, AC/DC 24 V, MFT/programmable, NEMA 4X | 3821.00
F680HD+GKX24-MFT-X1 | Butterfly Valve | Water | Butterfly Valve (BFV), 3", 2-way, ANSI Class Consistent with 125, Cv 302 ¦Configurable Valve Actuator, Electronic fail-safe, AC/DC 24 V, 2...10 V, MFT/programmable | 2270.00
F680HD+GMB24-3-X1 | Butterfly Valve | Water | Butterfly Valve (BFV), 3", 2-way, ANSI Class Consistent with 125, Cv 302 ¦Valve Actuator, Non fail-safe, AC/DC 24 V, On/Off, Floating point | 1140.00
F680HD+GMB24-MFT-X1 | Butterfly Valve | Water | Butterfly Valve (BFV), 3", 2-way, ANSI Class Consistent with 125, Cv 302 ¦Valve Actuator, Non fail-safe, AC/DC 24 V, 2...10 V, MFT/programmable | 1226.00
F680HD+GMX24-MFT-X1 | Butterfly Valve | Water | Butterfly Valve (BFV), 3", 2-way, ANSI Class Consistent with 125, Cv 302 ¦Configurable Valve Actuator, Non fail-safe, AC/DC 24 V, 2...10 V, MFT/programmable | 1226.00
F680HD+GRCX120-3 | Butterfly Valve | Water | Butterfly Valve (BFV), 3", 2-way, ANSI Class Consistent with 125, Cv 302 ¦Valve Actuator, Non fail-safe, AC/DC 100...240 V, On/Off, Floating point | 1008.00
F680HD+GRCX120-3 N4 | Butterfly Valve | Water | Butterfly Valve (BFV), 3", 2-way, ANSI Class Consistent with 125, Cv 302 ¦Valve Actuator, Non fail-safe, AC 100...240 V, On/Off, Floating point, NEMA 4X | 1959.00
F680HD+GRCX120-SR-T N4 | Butterfly Valve | Water | Butterfly Valve (BFV), 3", 2-way, ANSI Class Consistent with 125, Cv 302 ¦Valve Actuator, Non fail-safe, AC 100...240 V, modulating, NEMA 4X | 2144.00
F680HD+GRCX24-3-T N4 | Butterfly Valve | Water | Butterfly Valve (BFV), 3", 2-way, ANSI Class Consistent with 125, Cv 302 ¦Configurable Valve Actuator, Non fail-safe, AC/DC 24 V, On/Off, Floating point, NEMA 4X, terminals | 1922.00
F680HD+GRX24-3 | Butterfly Valve | Water | Butterfly Valve (BFV), 3", 2-way, ANSI Class Consistent with 125, Cv 302 ¦Configurable Valve Actuator, Non fail-safe, AC/DC 24 V, On/Off, Floating point | 960.00
F680HD+GRX24-MFT | Butterfly Valve | Water | Butterfly Valve (BFV), 3", 2-way, ANSI Class Consistent with 125, Cv 302 ¦Configurable Valve Actuator, Non fail-safe, AC/DC 24 V, 2...10 V, MFT/programmable | 1087.00
F680HD+GRX24-MFT-T N4 | Butterfly Valve | Water | Butterfly Valve (BFV), 3", 2-way, ANSI Class Consistent with 125, Cv 302 ¦Configurable Valve Actuator, Non fail-safe, AC/DC 24 V, 2...10 V, NEMA 4X, terminals | 2328.00
F680HD+GW01 | Butterfly Valve | Water | Butterfly Valve, 2-way, ANSI Class Consistent with 125, DN 80, flange, ps¦Butterfly Valve (BFV), 3", 2-way, ANSI Class Consistent with 125, Cv 302 | 609.00
F680HD+HND01 | Butterfly Valve | Water | Butterfly Valve, 2-way, ANSI Class Consistent with 125, DN 80, flange, ps¦Butterfly Valve (BFV), 3", 2-way, ANSI Class Consistent with 125, Cv 302 | 311.00
F680HD+PKRXUP-MFT-T | Butterfly Valve | Water | Butterfly Valve (BFV), 3", 2-way, ANSI Class Consistent with 125, Cv 302 ¦Configurable Valve Actuator, Electronic fail-safe, AC 24...240 V / DC 24...125 V, 2...10 V, 2 x SPDT, terminals, BACnet MS/TP Modbus RTU MP-Bus, MFT/programmable | 5352.00
F680HD+PRXUP-3-T | Butterfly Valve | Water | Butterfly Valve (BFV), 3", 2-way, ANSI Class Consistent with 125, Cv 302 ¦Configurable Valve Actuator, Non fail-safe, AC 24...240 V / DC 24...125 V, On/Off, Floating point, 2 x SPDT, terminals | 2874.00
F680HD+PRXUP-MFT-T | Butterfly Valve | Water | Butterfly Valve (BFV), 3", 2-way, ANSI Class Consistent with 125, Cv 302 ¦Configurable Valve Actuator, Non fail-safe, AC 24...240 V / DC 24...125 V, 2...10 V, 2 x SPDT, terminals, BACnet MS/TP Modbus RTU MP-Bus, MFT/programmable | 4257.00
F680HDU+ARX24-3 | Butterfly Valve | Water | Butterfly Valve (BFV), 3", 2-way, ANSI Class Consistent with 125, Cv 302 ¦Configurable Valve Actuator, Non fail-safe, AC/DC 24 V, On/Off, Floating point | 832.00
F680HDU+ARX24-MFT | Butterfly Valve | Water | Butterfly Valve (BFV), 3", 2-way, ANSI Class Consistent with 125, Cv 302 ¦Configurable Valve Actuator, Non fail-safe, AC/DC 24 V, 2...10 V, MFT/programmable | 1006.00
F680HDU+GRCX24-3-T N4 | Butterfly Valve | Water | Butterfly Valve (BFV), 3", 2-way, ANSI Class Consistent with 125, Cv 302 ¦Configurable Valve Actuator, Non fail-safe, AC/DC 24 V, On/Off, Floating point, NEMA 4X, terminals | 1833.00
F680HDU+GRX24-MFT-T N4 | Butterfly Valve | Water | Butterfly Valve (BFV), 3", 2-way, ANSI Class Consistent with 125, Cv 302 ¦Configurable Valve Actuator, Non fail-safe, AC/DC 24 V, 2...10 V, NEMA 4X, terminals | 1959.00
F680VIC+2*AFBUP-X1 | Butterfly Valve | Water | Butterfly Valve (BFV), 3", 2-way, ANSI Class Grooved AWWA, Cv 440 ¦Valve Actuator, Spring return, AC 24...240 V / DC 24...125 V, On/Off | 3278.00
F680VIC+2*AFX24-MFT-X1 | Butterfly Valve | Water | Butterfly Valve (BFV), 3", 2-way, ANSI Class Grooved AWWA, Cv 440 ¦Valve Actuator, Spring return, AC/DC 24 V, 2...10 V, MFT/programmable | 3549.00
F680VIC+GKX24-MFT-X1 | Butterfly Valve | Water | Butterfly Valve (BFV), 3", 2-way, ANSI Class Grooved AWWA, Cv 440 ¦Configurable Valve Actuator, Electronic fail-safe, AC/DC 24 V, 2...10 V, MFT/programmable | 3535.00
F680VIC+GMB24-3-X1 | Butterfly Valve | Water | Butterfly Valve (BFV), 3", 2-way, ANSI Class Grooved AWWA, Cv 440 ¦Valve Actuator, Non fail-safe, AC/DC 24 V, On/Off, Floating point | 2428.00
F680VIC+GMB24-MFT-X1 | Butterfly Valve | Water | Butterfly Valve (BFV), 3", 2-way, ANSI Class Grooved AWWA, Cv 440 ¦Valve Actuator, Non fail-safe, AC/DC 24 V, 2...10 V, MFT/programmable | 2541.00
F680VIC+GMCX120-SR-T-X1 | Butterfly Valve | Water | Butterfly Valve (BFV), 3", 2-way, ANSI Class Grooved AWWA, Cv 440 ¦Valve Actuator, Non fail-safe, AC 100...240 V, modulating | 2484.00
F680VIC+GMX24-MFT-X1 | Butterfly Valve | Water | Butterfly Valve (BFV), 3", 2-way, ANSI Class Grooved AWWA, Cv 440 ¦Configurable Valve Actuator, Non fail-safe, AC/DC 24 V, 2...10 V, MFT/programmable | 2541.00
F680VIC+GRCX120-3 N4 | Butterfly Valve | Water | Butterfly Valve (BFV), 3", 2-way, ANSI Class Grooved AWWA, Cv 440 ¦Valve Actuator, Non fail-safe, AC 100...240 V, On/Off, Floating point, NEMA 4X | 2457.00
F680VIC+GRCX120-SR-T N4 | Butterfly Valve | Water | Butterfly Valve (BFV), 3", 2-way, ANSI Class Grooved AWWA, Cv 440 ¦Valve Actuator, Non fail-safe, AC 100...240 V, modulating, NEMA 4X | 2547.00
F680VIC+GRCX24-3 | Butterfly Valve | Water | Butterfly Valve (BFV), 3", 2-way, ANSI Class Grooved AWWA, Cv 440 ¦Valve Actuator, Non fail-safe, AC/DC 24 V, On/Off, Floating point | 2428.00
F680VIC+GRCX24-3-T N4 | Butterfly Valve | Water | Butterfly Valve (BFV), 3", 2-way, ANSI Class Grooved AWWA, Cv 440 ¦Configurable Valve Actuator, Non fail-safe, AC/DC 24 V, On/Off, Floating point, NEMA 4X, terminals | 2347.00
F680VIC+GRCX24-MFT-T N4 | Butterfly Valve | Water | Butterfly Valve (BFV), 3", 2-way, ANSI Class Grooved AWWA, Cv 440 ¦Configurable Valve Actuator, Non fail-safe, AC/DC 24 V, 2...10 V, NEMA 4X, terminals | 2642.00
F680VIC+PRBUP-3-T | Butterfly Valve | Water | Butterfly Valve (BFV), 3", 2-way, ANSI Class Grooved AWWA, Cv 440 ¦Valve Actuator, Non fail-safe, AC 24...240 V / DC 24...125 V, On/Off, Floating point, 2 x SPDT, terminals | 3654.00
F680VIC+PRBUP-MFT-T | Butterfly Valve | Water | Butterfly Valve (BFV), 3", 2-way, ANSI Class Grooved AWWA, Cv 440 ¦Valve Actuator, Non fail-safe, AC 24...240 V / DC 24...125 V, 2...10 V, 2 x SPDT, terminals, BACnet MS/TP Modbus RTU MP-Bus, MFT/programmable | 5297.00
F680VIC+PRXUP-MFT-T | Butterfly Valve | Water | Butterfly Valve (BFV), 3", 2-way, ANSI Class Grooved AWWA, Cv 440 ¦Configurable Valve Actuator, Non fail-safe, AC 24...240 V / DC 24...125 V, 2...10 V, 2 x SPDT, terminals, BACnet MS/TP Modbus RTU MP-Bus, MFT/programmable | 5297.00
F7100-150SHP+2*GMCX24-3-T-X1 N4 | Butterfly Valve | Water | Butterfly Valve (BFV), 4", 3-way, ANSI Class 150, Cv 451 ¦Valve Actuator, Non fail-safe, AC/DC 24 V, On/Off, Floating point, NEMA 4X, terminals | 9136.00
F7100-150SHP+2*GMX24-MFT-T-X1 N4 | Butterfly Valve | Water | Butterfly Valve (BFV), 4", 3-way, ANSI Class 150, Cv 451 ¦Configurable Valve Actuator, Non fail-safe, AC/DC 24 V, 2...10 V, NEMA 4X, terminals | 9391.00
F7100-150SHP+2*GMX24-MFT-X1 | Butterfly Valve | Water | Butterfly Valve (BFV), 4", 3-way, ANSI Class 150, Cv 451 ¦Valve Actuator, Non fail-safe, AC/DC 24 V, 2...10 V, MFT/programmable | 8021.00
F7100-150SHP+PKRXUP-MFT-T | Butterfly Valve | Water | Butterfly Valve (BFV), 4", 3-way, ANSI Class 150, Cv 451 ¦Configurable Valve Actuator, Electronic fail-safe, AC 24...240 V / DC 24...125 V, 2...10 V, 2 x SPDT, terminals, BACnet MS/TP Modbus RTU MP-Bus, MFT/programmable | 14567.00
F7100-150SHP+PRBUP-3-T | Butterfly Valve | Water | Butterfly Valve (BFV), 4", 3-way, ANSI Class 150, Cv 451 ¦Valve Actuator, Non fail-safe, AC 24...240 V / DC 24...125 V, On/Off, Floating point, 2 x SPDT, terminals | 9898.00
F7100-150SHP+PRBUP-MFT-T | Butterfly Valve | Water | Butterfly Valve (BFV), 4", 3-way, ANSI Class 150, Cv 451 ¦Valve Actuator, Non fail-safe, AC 24...240 V / DC 24...125 V, 2...10 V, 2 x SPDT, terminals, BACnet MS/TP Modbus RTU MP-Bus, MFT/programmable | 11678.00
F7100-150SHP+PRXUP-MFT-T | Butterfly Valve | Water | Butterfly Valve (BFV), 4", 3-way, ANSI Class 150, Cv 451 ¦Configurable Valve Actuator, Non fail-safe, AC 24...240 V / DC 24...125 V, 2...10 V, 2 x SPDT, terminals, BACnet MS/TP Modbus RTU MP-Bus, MFT/programmable | 11678.00
F7100-300SHP+2*GKX24-MFT-X1 | Butterfly Valve | Water | Butterfly Valve (BFV), 4", 3-way, ANSI Class 300, Cv 451 ¦Valve Actuator, Electronic fail-safe, AC/DC 24 V, 2...10 V, MFT/programmable | 13409.00
F7100-300SHP+2*GMCX24-3-T-X1 N4 | Butterfly Valve | Water | Butterfly Valve (BFV), 4", 3-way, ANSI Class 300, Cv 451 ¦Valve Actuator, Non fail-safe, AC/DC 24 V, On/Off, Floating point, NEMA 4X, terminals | 12388.00
F7100-300SHP+2*GMX24-MFT-T-X1 N4 | Butterfly Valve | Water | Butterfly Valve (BFV), 4", 3-way, ANSI Class 300, Cv 451 ¦Configurable Valve Actuator, Non fail-safe, AC/DC 24 V, 2...10 V, NEMA 4X, terminals | 12613.00
F7100-300SHP+2*GMX24-MFT-X1 | Butterfly Valve | Water | Butterfly Valve (BFV), 4", 3-way, ANSI Class 300, Cv 451 ¦Valve Actuator, Non fail-safe, AC/DC 24 V, 2...10 V, MFT/programmable | 11727.00
F7100-300SHP+PKRXUP-MFT-T | Butterfly Valve | Water | Butterfly Valve (BFV), 4", 3-way, ANSI Class 300, Cv 451 ¦Configurable Valve Actuator, Electronic fail-safe, AC 24...240 V / DC 24...125 V, 2...10 V, 2 x SPDT, terminals, BACnet MS/TP Modbus RTU MP-Bus, MFT/programmable | 17242.00
F7100-300SHP+PRBUP-3-T | Butterfly Valve | Water | Butterfly Valve (BFV), 4", 3-way, ANSI Class 300, Cv 451 ¦Valve Actuator, Non fail-safe, AC 24...240 V / DC 24...125 V, On/Off, Floating point, 2 x SPDT, terminals | 14245.00
F7100-300SHP+PRBUP-MFT-T | Butterfly Valve | Water | Butterfly Valve (BFV), 4", 3-way, ANSI Class 300, Cv 451 ¦Valve Actuator, Non fail-safe, AC 24...240 V / DC 24...125 V, 2...10 V, 2 x SPDT, terminals, BACnet MS/TP Modbus RTU MP-Bus, MFT/programmable | 16023.00
F7100-300SHP+PRXUP-MFT-T | Butterfly Valve | Water | Butterfly Valve (BFV), 4", 3-way, ANSI Class 300, Cv 451 ¦Configurable Valve Actuator, Non fail-safe, AC 24...240 V / DC 24...125 V, 2...10 V, 2 x SPDT, terminals, BACnet MS/TP Modbus RTU MP-Bus, MFT/programmable | 16023.00
F7100HD+2*GMCX24-3-T-X1 N4 | Butterfly Valve | Water | Butterfly Valve (BFV), 4", 3-way, ANSI Class Consistent with 125, Cv 600 ¦Valve Actuator, Non fail-safe, AC/DC 24 V, On/Off, Floating point, NEMA 4X, terminals | 4775.00
F7100HD+PKRXUP-MFT-T | Butterfly Valve | Water | Butterfly Valve (BFV), 4", 3-way, ANSI Class Consistent with 125, Cv 600 ¦Configurable Valve Actuator, Electronic fail-safe, AC 24...240 V / DC 24...125 V, 2...10 V, 2 x SPDT, terminals, BACnet MS/TP Modbus RTU MP-Bus, MFT/programmable | 8567.00
F7100HD+PRBUP-3-T | Butterfly Valve | Water | Butterfly Valve (BFV), 4", 3-way, ANSI Class Consistent with 125, Cv 600 ¦Valve Actuator, Non fail-safe, AC 24...240 V / DC 24...125 V, On/Off, Floating point, 2 x SPDT, terminals | 5850.00
F7100HD+PRBUP-MFT-T | Butterfly Valve | Water | Butterfly Valve (BFV), 4", 3-way, ANSI Class Consistent with 125, Cv 600 ¦Valve Actuator, Non fail-safe, AC 24...240 V / DC 24...125 V, 2...10 V, 2 x SPDT, terminals, BACnet MS/TP Modbus RTU MP-Bus, MFT/programmable | 7292.00
F7100HD+PRXUP-3-T | Butterfly Valve | Water | Butterfly Valve (BFV), 4", 3-way, ANSI Class Consistent with 125, Cv 600 ¦Configurable Valve Actuator, Non fail-safe, AC 24...240 V / DC 24...125 V, On/Off, Floating point, 2 x SPDT, terminals | 5850.00
F7100HD+PRXUP-MFT-T | Butterfly Valve | Water | Butterfly Valve (BFV), 4", 3-way, ANSI Class Consistent with 125, Cv 600 ¦Configurable Valve Actuator, Non fail-safe, AC 24...240 V / DC 24...125 V, 2...10 V, 2 x SPDT, terminals, BACnet MS/TP Modbus RTU MP-Bus, MFT/programmable | 7292.00
F7100HDU+2*GMX24-MFT-X1 | Butterfly Valve | Water | Butterfly Valve (BFV), 4", 3-way, ANSI Class Consistent with 125, Cv 600 ¦Valve Actuator, Non fail-safe, AC/DC 24 V, 2...10 V, MFT/programmable | 3252.00
F7100VIC+PKRXUP-MFT-T | Butterfly Valve | Water | Butterfly Valve (BFV), 4", 3-way, ANSI Class Grooved AWWA, Cv 820 ¦Configurable Valve Actuator, Electronic fail-safe, AC 24...240 V / DC 24...125 V, 2...10 V, 2 x SPDT, terminals, BACnet MS/TP Modbus RTU MP-Bus, MFT/programmable | 10938.00
F7100VIC+PRBUP-3-T | Butterfly Valve | Water | Butterfly Valve (BFV), 4", 3-way, ANSI Class Grooved AWWA, Cv 820 ¦Valve Actuator, Non fail-safe, AC 24...240 V / DC 24...125 V, On/Off, Floating point, 2 x SPDT, terminals | 6952.00
F7100VIC+PRBUP-MFT-T | Butterfly Valve | Water | Butterfly Valve (BFV), 4", 3-way, ANSI Class Grooved AWWA, Cv 820 ¦Valve Actuator, Non fail-safe, AC 24...240 V / DC 24...125 V, 2...10 V, 2 x SPDT, terminals, BACnet MS/TP Modbus RTU MP-Bus, MFT/programmable | 8637.00
F7100VIC+PRXUP-MFT-T | Butterfly Valve | Water | Butterfly Valve (BFV), 4", 3-way, ANSI Class Grooved AWWA, Cv 820 ¦Configurable Valve Actuator, Non fail-safe, AC 24...240 V / DC 24...125 V, 2...10 V, 2 x SPDT, terminals, BACnet MS/TP Modbus RTU MP-Bus, MFT/programmable | 8637.00
F7125-150SHP+PRBUP-3-T | Butterfly Valve | Water | Butterfly Valve (BFV), 5", 3-way, ANSI Class 150, Cv 714 ¦Valve Actuator, Non fail-safe, AC 24...240 V / DC 24...125 V, On/Off, Floating point, 2 x SPDT, terminals | 11738.00
F7125-150SHP+PRBUP-MFT-T | Butterfly Valve | Water | Butterfly Valve (BFV), 5", 3-way, ANSI Class 150, Cv 714 ¦Valve Actuator, Non fail-safe, AC 24...240 V / DC 24...125 V, 2...10 V, 2 x SPDT, terminals, BACnet MS/TP Modbus RTU MP-Bus, MFT/programmable | 14463.00
F7125-150SHP+PRXUP-MFT-T | Butterfly Valve | Water | Butterfly Valve (BFV), 5", 3-way, ANSI Class 150, Cv 714 ¦Configurable Valve Actuator, Non fail-safe, AC 24...240 V / DC 24...125 V, 2...10 V, 2 x SPDT, terminals, BACnet MS/TP Modbus RTU MP-Bus, MFT/programmable | 14463.00
F7125-150SHP+SY4-110 | Butterfly Valve | Water | Butterfly Valve (BFV), 5", 3-way, ANSI Class 150, Cv 714 ¦Valve Actuator, Non fail-safe, AC 120 V, On/Off, Floating point, 2 x SPDT | 12772.00
F7125-150SHP+SY4-120MFT | Butterfly Valve | Water | Butterfly Valve (BFV), 5", 3-way, ANSI Class 150, Cv 714 ¦Configurable Valve Actuator, Non fail-safe, AC 120 V, 2...10 V, 2 x SPDT, MFT/programmable | 14576.00
F7125-150SHP+SY4-220 | Butterfly Valve | Water | Butterfly Valve (BFV), 5", 3-way, ANSI Class 150, Cv 714 ¦Valve Actuator, Non fail-safe, AC 230 V, On/Off, Floating point, 2 x SPDT | 12772.00
F7125-150SHP+SY4-230MFT | Butterfly Valve | Water | Butterfly Valve (BFV), 5", 3-way, ANSI Class 150, Cv 714 ¦Configurable Valve Actuator, Non fail-safe, AC 230 V, 2...10 V, 2 x SPDT, MFT/programmable | 14576.00
F7125-150SHP+SY4-24 | Butterfly Valve | Water | Butterfly Valve (BFV), 5", 3-way, ANSI Class 150, Cv 714 ¦Valve Actuator, Non fail-safe, AC/DC 24 V, On/Off, Floating point, 2 x SPDT | 12772.00
F7125-150SHP+SY4-24MFT | Butterfly Valve | Water | Butterfly Valve (BFV), 5", 3-way, ANSI Class 150, Cv 714 ¦Configurable Valve Actuator, Non fail-safe, AC/DC 24 V, 2...10 V, 2 x SPDT, MFT/programmable | 14576.00
F7125-300SHP+SY4-110 | Butterfly Valve | Water | Butterfly Valve (BFV), 5", 3-way, ANSI Class 300, Cv 714 ¦Valve Actuator, Non fail-safe, AC 120 V, On/Off, Floating point, 2 x SPDT | 19690.00
F7125-300SHP+SY4-120MFT | Butterfly Valve | Water | Butterfly Valve (BFV), 5", 3-way, ANSI Class 300, Cv 714 ¦Configurable Valve Actuator, Non fail-safe, AC 120 V, 2...10 V, 2 x SPDT, MFT/programmable | 21751.00
F7125-300SHP+SY4-220 | Butterfly Valve | Water | Butterfly Valve (BFV), 5", 3-way, ANSI Class 300, Cv 714 ¦Valve Actuator, Non fail-safe, AC 230 V, On/Off, Floating point, 2 x SPDT | 19690.00
F7125-300SHP+SY4-230MFT | Butterfly Valve | Water | Butterfly Valve (BFV), 5", 3-way, ANSI Class 300, Cv 714 ¦Configurable Valve Actuator, Non fail-safe, AC 230 V, 2...10 V, 2 x SPDT, MFT/programmable | 21751.00
F7125-300SHP+SY4-24 | Butterfly Valve | Water | Butterfly Valve (BFV), 5", 3-way, ANSI Class 300, Cv 714 ¦Valve Actuator, Non fail-safe, AC/DC 24 V, On/Off, Floating point, 2 x SPDT | 19690.00
F7125-300SHP+SY4-24MFT | Butterfly Valve | Water | Butterfly Valve (BFV), 5", 3-way, ANSI Class 300, Cv 714 ¦Configurable Valve Actuator, Non fail-safe, AC/DC 24 V, 2...10 V, 2 x SPDT, MFT/programmable | 21751.00
F7125HD+PKRXUP-MFT-T | Butterfly Valve | Water | Butterfly Valve (BFV), 5", 3-way, ANSI Class Consistent with 125, Cv 1022 ¦Configurable Valve Actuator, Electronic fail-safe, AC 24...240 V / DC 24...125 V, 2...10 V, 2 x SPDT, terminals, BACnet MS/TP Modbus RTU MP-Bus, MFT/programmable | 8985.00
F7125HD+PRBUP-3-T | Butterfly Valve | Water | Butterfly Valve (BFV), 5", 3-way, ANSI Class Consistent with 125, Cv 1022 ¦Valve Actuator, Non fail-safe, AC 24...240 V / DC 24...125 V, On/Off, Floating point, 2 x SPDT, terminals | 6103.00
F7125HD+PRBUP-MFT-T | Butterfly Valve | Water | Butterfly Valve (BFV), 5", 3-way, ANSI Class Consistent with 125, Cv 1022 ¦Valve Actuator, Non fail-safe, AC 24...240 V / DC 24...125 V, 2...10 V, 2 x SPDT, terminals, BACnet MS/TP Modbus RTU MP-Bus, MFT/programmable | 7701.00
F7125HD+PRXUP-3-T | Butterfly Valve | Water | Butterfly Valve (BFV), 5", 3-way, ANSI Class Consistent with 125, Cv 1022 ¦Configurable Valve Actuator, Non fail-safe, AC 24...240 V / DC 24...125 V, On/Off, Floating point, 2 x SPDT, terminals | 6103.00
F7125HD+PRXUP-MFT-T | Butterfly Valve | Water | Butterfly Valve (BFV), 5", 3-way, ANSI Class Consistent with 125, Cv 1022 ¦Configurable Valve Actuator, Non fail-safe, AC 24...240 V / DC 24...125 V, 2...10 V, 2 x SPDT, terminals, BACnet MS/TP Modbus RTU MP-Bus, MFT/programmable | 7701.00
F7125HDU+2*GMX24-MFT-X1 | Butterfly Valve | Water | Butterfly Valve (BFV), 5", 3-way, ANSI Class Consistent with 125, Cv 1022 ¦Valve Actuator, Non fail-safe, AC/DC 24 V, 2...10 V, MFT/programmable | 3549.00
F7125VIC+PKRXUP-MFT-T | Butterfly Valve | Water | Butterfly Valve (BFV), 5", 3-way, ANSI Class Grooved AWWA, Cv 1200 ¦Configurable Valve Actuator, Electronic fail-safe, AC 24...240 V / DC 24...125 V, 2...10 V, 2 x SPDT, terminals, BACnet MS/TP Modbus RTU MP-Bus, MFT/programmable | 13125.00
F7125VIC+PRBUP-3-T | Butterfly Valve | Water | Butterfly Valve (BFV), 5", 3-way, ANSI Class Grooved AWWA, Cv 1200 ¦Valve Actuator, Non fail-safe, AC 24...240 V / DC 24...125 V, On/Off, Floating point, 2 x SPDT, terminals | 10943.00
F7125VIC+PRBUP-MFT-T | Butterfly Valve | Water | Butterfly Valve (BFV), 5", 3-way, ANSI Class Grooved AWWA, Cv 1200 ¦Valve Actuator, Non fail-safe, AC 24...240 V / DC 24...125 V, 2...10 V, 2 x SPDT, terminals, BACnet MS/TP Modbus RTU MP-Bus, MFT/programmable | 12266.00
F7125VIC+PRXUP-MFT-T | Butterfly Valve | Water | Butterfly Valve (BFV), 5", 3-way, ANSI Class Grooved AWWA, Cv 1200 ¦Configurable Valve Actuator, Non fail-safe, AC 24...240 V / DC 24...125 V, 2...10 V, 2 x SPDT, terminals, BACnet MS/TP Modbus RTU MP-Bus, MFT/programmable | 12266.00
F7150-150SHP+PRBUP-3-T | Butterfly Valve | Water | Butterfly Valve (BFV), 6", 3-way, ANSI Class 150, Cv 1103 ¦Valve Actuator, Non fail-safe, AC 24...240 V / DC 24...125 V, On/Off, Floating point, 2 x SPDT, terminals | 11763.00
F7150-150SHP+PRBUP-MFT-T | Butterfly Valve | Water | Butterfly Valve (BFV), 6", 3-way, ANSI Class 150, Cv 1103 ¦Valve Actuator, Non fail-safe, AC 24...240 V / DC 24...125 V, 2...10 V, 2 x SPDT, terminals, BACnet MS/TP Modbus RTU MP-Bus, MFT/programmable | 14119.00
F7150-150SHP+PRXUP-3-T | Butterfly Valve | Water | Butterfly Valve (BFV), 6", 3-way, ANSI Class 150, Cv 1103 ¦Configurable Valve Actuator, Non fail-safe, AC 24...240 V / DC 24...125 V, On/Off, Floating point, 2 x SPDT, terminals | 11763.00
F7150-150SHP+PRXUP-MFT-T | Butterfly Valve | Water | Butterfly Valve (BFV), 6", 3-way, ANSI Class 150, Cv 1103 ¦Configurable Valve Actuator, Non fail-safe, AC 24...240 V / DC 24...125 V, 2...10 V, 2 x SPDT, terminals, BACnet MS/TP Modbus RTU MP-Bus, MFT/programmable | 14119.00
F7150-150SHP+SY4-110 | Butterfly Valve | Water | Butterfly Valve (BFV), 6", 3-way, ANSI Class 150, Cv 1103 ¦Valve Actuator, Non fail-safe, AC 120 V, On/Off, Floating point, 2 x SPDT | 12779.00
F7150-150SHP+SY4-120MFT | Butterfly Valve | Water | Butterfly Valve (BFV), 6", 3-way, ANSI Class 150, Cv 1103 ¦Configurable Valve Actuator, Non fail-safe, AC 120 V, 2...10 V, 2 x SPDT, MFT/programmable | 14586.00
F7150-150SHP+SY4-220 | Butterfly Valve | Water | Butterfly Valve (BFV), 6", 3-way, ANSI Class 150, Cv 1103 ¦Valve Actuator, Non fail-safe, AC 230 V, On/Off, Floating point, 2 x SPDT | 12779.00
F7150-150SHP+SY4-230MFT | Butterfly Valve | Water | Butterfly Valve (BFV), 6", 3-way, ANSI Class 150, Cv 1103 ¦Configurable Valve Actuator, Non fail-safe, AC 230 V, 2...10 V, 2 x SPDT, MFT/programmable | 14586.00
F7150-150SHP+SY4-24 | Butterfly Valve | Water | Butterfly Valve (BFV), 6", 3-way, ANSI Class 150, Cv 1103 ¦Valve Actuator, Non fail-safe, AC/DC 24 V, On/Off, Floating point, 2 x SPDT | 12779.00
F7150-150SHP+SY4-24MFT | Butterfly Valve | Water | Butterfly Valve (BFV), 6", 3-way, ANSI Class 150, Cv 1103 ¦Configurable Valve Actuator, Non fail-safe, AC/DC 24 V, 2...10 V, 2 x SPDT, MFT/programmable | 14586.00
F7150-300SHP+SY4-110 | Butterfly Valve | Water | Butterfly Valve (BFV), 6", 3-way, ANSI Class 300, Cv 1103 ¦Valve Actuator, Non fail-safe, AC 120 V, On/Off, Floating point, 2 x SPDT | 22992.00
F7150-300SHP+SY4-120MFT | Butterfly Valve | Water | Butterfly Valve (BFV), 6", 3-way, ANSI Class 300, Cv 1103 ¦Configurable Valve Actuator, Non fail-safe, AC 120 V, 2...10 V, 2 x SPDT, MFT/programmable | 25114.00
F7150-300SHP+SY4-220 | Butterfly Valve | Water | Butterfly Valve (BFV), 6", 3-way, ANSI Class 300, Cv 1103 ¦Valve Actuator, Non fail-safe, AC 230 V, On/Off, Floating point, 2 x SPDT | 22992.00
F7150-300SHP+SY4-230MFT | Butterfly Valve | Water | Butterfly Valve (BFV), 6", 3-way, ANSI Class 300, Cv 1103 ¦Configurable Valve Actuator, Non fail-safe, AC 230 V, 2...10 V, 2 x SPDT, MFT/programmable | 25114.00
F7150-300SHP+SY4-24 | Butterfly Valve | Water | Butterfly Valve (BFV), 6", 3-way, ANSI Class 300, Cv 1103 ¦Valve Actuator, Non fail-safe, AC/DC 24 V, On/Off, Floating point, 2 x SPDT | 22992.00
F7150-300SHP+SY4-24MFT | Butterfly Valve | Water | Butterfly Valve (BFV), 6", 3-way, ANSI Class 300, Cv 1103 ¦Configurable Valve Actuator, Non fail-safe, AC/DC 24 V, 2...10 V, 2 x SPDT, MFT/programmable | 25114.00
F7150HD+PKRXUP-MFT-T | Butterfly Valve | Water | Butterfly Valve (BFV), 6", 3-way, ANSI Class Consistent with 125, Cv 1579 ¦Configurable Valve Actuator, Electronic fail-safe, AC 24...240 V / DC 24...125 V, 2...10 V, 2 x SPDT, terminals, BACnet MS/TP Modbus RTU MP-Bus, MFT/programmable | 9726.00
F7150HD+PRBUP-3-T | Butterfly Valve | Water | Butterfly Valve (BFV), 6", 3-way, ANSI Class Consistent with 125, Cv 1579 ¦Valve Actuator, Non fail-safe, AC 24...240 V / DC 24...125 V, On/Off, Floating point, 2 x SPDT, terminals | 6973.00
F7150HD+PRBUP-MFT-T | Butterfly Valve | Water | Butterfly Valve (BFV), 6", 3-way, ANSI Class Consistent with 125, Cv 1579 ¦Valve Actuator, Non fail-safe, AC 24...240 V / DC 24...125 V, 2...10 V, 2 x SPDT, terminals, BACnet MS/TP Modbus RTU MP-Bus, MFT/programmable | 8428.00
F7150HD+PRXUP-3-T | Butterfly Valve | Water | Butterfly Valve (BFV), 6", 3-way, ANSI Class Consistent with 125, Cv 1579 ¦Configurable Valve Actuator, Non fail-safe, AC 24...240 V / DC 24...125 V, On/Off, Floating point, 2 x SPDT, terminals | 6973.00
F7150HD+PRXUP-MFT-T | Butterfly Valve | Water | Butterfly Valve (BFV), 6", 3-way, ANSI Class Consistent with 125, Cv 1579 ¦Configurable Valve Actuator, Non fail-safe, AC 24...240 V / DC 24...125 V, 2...10 V, 2 x SPDT, terminals, BACnet MS/TP Modbus RTU MP-Bus, MFT/programmable | 8428.00
F7150HDU+2*GMX24-MFT-X1 | Butterfly Valve | Water | Butterfly Valve (BFV), 6", 3-way, ANSI Class Consistent with 125, Cv 1579 ¦Valve Actuator, Non fail-safe, AC/DC 24 V, 2...10 V, MFT/programmable | 3652.00
F7150VIC+PRBUP-3-T | Butterfly Valve | Water | Butterfly Valve (BFV), 6", 3-way, ANSI Class Grooved AWWA, Cv 1800 ¦Valve Actuator, Non fail-safe, AC 24...240 V / DC 24...125 V, On/Off, Floating point, 2 x SPDT, terminals | 11735.00
F7150VIC+PRBUP-MFT-T | Butterfly Valve | Water | Butterfly Valve (BFV), 6", 3-way, ANSI Class Grooved AWWA, Cv 1800 ¦Valve Actuator, Non fail-safe, AC 24...240 V / DC 24...125 V, 2...10 V, 2 x SPDT, terminals, BACnet MS/TP Modbus RTU MP-Bus, MFT/programmable | 13665.00
F7150VIC+PRXUP-3-T | Butterfly Valve | Water | Butterfly Valve (BFV), 6", 3-way, ANSI Class Grooved AWWA, Cv 1800 ¦Configurable Valve Actuator, Non fail-safe, AC 24...240 V / DC 24...125 V, On/Off, Floating point, 2 x SPDT, terminals | 11735.00
F7150VIC+PRXUP-MFT-T | Butterfly Valve | Water | Butterfly Valve (BFV), 6", 3-way, ANSI Class Grooved AWWA, Cv 1800 ¦Configurable Valve Actuator, Non fail-safe, AC 24...240 V / DC 24...125 V, 2...10 V, 2 x SPDT, terminals, BACnet MS/TP Modbus RTU MP-Bus, MFT/programmable | 13665.00
F7150VIC+SY4-110 | Butterfly Valve | Water | Butterfly Valve (BFV), 6", 3-way, ANSI Class Grooved AWWA, Cv 1800 ¦Valve Actuator, Non fail-safe, AC 120 V, On/Off, Floating point, 2 x SPDT | 12384.00
F7150VIC+SY4-120MFT | Butterfly Valve | Water | Butterfly Valve (BFV), 6", 3-way, ANSI Class Grooved AWWA, Cv 1800 ¦Configurable Valve Actuator, Non fail-safe, AC 120 V, 2...10 V, 2 x SPDT, MFT/programmable | 14226.00
F7150VIC+SY4-220 | Butterfly Valve | Water | Butterfly Valve (BFV), 6", 3-way, ANSI Class Grooved AWWA, Cv 1800 ¦Valve Actuator, Non fail-safe, AC 230 V, On/Off, Floating point, 2 x SPDT | 12384.00
F7150VIC+SY4-230MFT | Butterfly Valve | Water | Butterfly Valve (BFV), 6", 3-way, ANSI Class Grooved AWWA, Cv 1800 ¦Configurable Valve Actuator, Non fail-safe, AC 230 V, 2...10 V, 2 x SPDT, MFT/programmable | 14226.00
F7150VIC+SY4-24 | Butterfly Valve | Water | Butterfly Valve (BFV), 6", 3-way, ANSI Class Grooved AWWA, Cv 1800 ¦Valve Actuator, Non fail-safe, AC/DC 24 V, On/Off, Floating point, 2 x SPDT | 12384.00
F7150VIC+SY4-24MFT | Butterfly Valve | Water | Butterfly Valve (BFV), 6", 3-way, ANSI Class Grooved AWWA, Cv 1800 ¦Configurable Valve Actuator, Non fail-safe, AC/DC 24 V, 2...10 V, 2 x SPDT, MFT/programmable | 14226.00
F7200-150SHP+SY4-110 | Butterfly Valve | Water | Butterfly Valve (BFV), 8", 3-way, ANSI Class 150, Cv 2064 ¦Valve Actuator, Non fail-safe, AC 120 V, On/Off, Floating point, 2 x SPDT | 16692.00
F7200-150SHP+SY4-120MFT | Butterfly Valve | Water | Butterfly Valve (BFV), 8", 3-way, ANSI Class 150, Cv 2064 ¦Configurable Valve Actuator, Non fail-safe, AC 120 V, 2...10 V, 2 x SPDT, MFT/programmable | 18803.00
F7200-150SHP+SY4-220 | Butterfly Valve | Water | Butterfly Valve (BFV), 8", 3-way, ANSI Class 150, Cv 2064 ¦Valve Actuator, Non fail-safe, AC 230 V, On/Off, Floating point, 2 x SPDT | 16692.00
F7200-150SHP+SY4-230MFT | Butterfly Valve | Water | Butterfly Valve (BFV), 8", 3-way, ANSI Class 150, Cv 2064 ¦Configurable Valve Actuator, Non fail-safe, AC 230 V, 2...10 V, 2 x SPDT, MFT/programmable | 18803.00
F7200-150SHP+SY4-24 | Butterfly Valve | Water | Butterfly Valve (BFV), 8", 3-way, ANSI Class 150, Cv 2064 ¦Valve Actuator, Non fail-safe, AC/DC 24 V, On/Off, Floating point, 2 x SPDT | 16692.00
F7200-150SHP+SY4-24MFT | Butterfly Valve | Water | Butterfly Valve (BFV), 8", 3-way, ANSI Class 150, Cv 2064 ¦Configurable Valve Actuator, Non fail-safe, AC/DC 24 V, 2...10 V, 2 x SPDT, MFT/programmable | 18803.00
F7200-300SHP+SY4-110 | Butterfly Valve | Water | Butterfly Valve (BFV), 8", 3-way, ANSI Class 300, Cv 2064 ¦Valve Actuator, Non fail-safe, AC 120 V, On/Off, Floating point, 2 x SPDT | 27760.00
F7200-300SHP+SY4-120MFT | Butterfly Valve | Water | Butterfly Valve (BFV), 8", 3-way, ANSI Class 300, Cv 2064 ¦Configurable Valve Actuator, Non fail-safe, AC 120 V, 2...10 V, 2 x SPDT, MFT/programmable | 29883.00
F7200-300SHP+SY4-220 | Butterfly Valve | Water | Butterfly Valve (BFV), 8", 3-way, ANSI Class 300, Cv 2064 ¦Valve Actuator, Non fail-safe, AC 230 V, On/Off, Floating point, 2 x SPDT | 27760.00
F7200-300SHP+SY4-230MFT | Butterfly Valve | Water | Butterfly Valve (BFV), 8", 3-way, ANSI Class 300, Cv 2064 ¦Configurable Valve Actuator, Non fail-safe, AC 230 V, 2...10 V, 2 x SPDT, MFT/programmable | 29883.00
F7200-300SHP+SY4-24 | Butterfly Valve | Water | Butterfly Valve (BFV), 8", 3-way, ANSI Class 300, Cv 2064 ¦Valve Actuator, Non fail-safe, AC/DC 24 V, On/Off, Floating point, 2 x SPDT | 27760.00
F7200-300SHP+SY4-24MFT | Butterfly Valve | Water | Butterfly Valve (BFV), 8", 3-way, ANSI Class 300, Cv 2064 ¦Configurable Valve Actuator, Non fail-safe, AC/DC 24 V, 2...10 V, 2 x SPDT, MFT/programmable | 29883.00
F7200-300SHP+SY5-110 | Butterfly Valve | Water | Butterfly Valve (BFV), 8", 3-way, ANSI Class 300, Cv 2064 ¦Valve Actuator, Non fail-safe, AC 120 V, On/Off, Floating point, 2 x SPDT | 28125.00
F7200-300SHP+SY5-120MFT | Butterfly Valve | Water | Butterfly Valve (BFV), 8", 3-way, ANSI Class 300, Cv 2064 ¦Configurable Valve Actuator, Non fail-safe, AC 120 V, 2...10 V, 2 x SPDT, MFT/programmable | 30246.00
F7200-300SHP+SY5-24 | Butterfly Valve | Water | Butterfly Valve (BFV), 8", 3-way, ANSI Class 300, Cv 2064 ¦Valve Actuator, Non fail-safe, AC/DC 24 V, On/Off, Floating point, 2 x SPDT | 28125.00
F7200-300SHP+SY5-24MFT | Butterfly Valve | Water | Butterfly Valve (BFV), 8", 3-way, ANSI Class 300, Cv 2064 ¦Configurable Valve Actuator, Non fail-safe, AC/DC 24 V, 2...10 V, 2 x SPDT, MFT/programmable | 30246.00
F7200L+PKRXUP-MFT-T-200 | Butterfly Valve | Water | Butterfly Valve (BFV), 8", 3-way, ANSI Class Consistent with 125, Cv 3136 ¦Configurable Valve Actuator, Electronic fail-safe, AC 24...240 V / DC 24...125 V, 2...10 V, 2 x SPDT, terminals, BACnet MS/TP Modbus RTU MP-Bus, MFT/programmable | 11177.00
F7200L+PRBUP-3-T-200 | Butterfly Valve | Water | Butterfly Valve (BFV), 8", 3-way, ANSI Class Consistent with 125, Cv 3136 ¦Valve Actuator, Non fail-safe, AC 24...240 V / DC 24...125 V, 2 x SPDT, terminals | 8218.00
F7200L+PRBUP-MFT-T-200 | Butterfly Valve | Water | Butterfly Valve (BFV), 8", 3-way, ANSI Class Consistent with 125, Cv 3136 ¦Valve Actuator, Non fail-safe, AC 24...240 V / DC 24...125 V, 2...10 V, 2 x SPDT, terminals, BACnet MS/TP Modbus RTU MP-Bus, MFT/programmable | 9826.00
F7200L+PRXUP-3-T-200 | Butterfly Valve | Water | Butterfly Valve (BFV), 8", 3-way, ANSI Class Consistent with 125, Cv 3136 ¦Configurable Valve Actuator, Non fail-safe, AC 24...240 V / DC 24...125 V, On/Off, Floating point, 2 x SPDT, terminals | 8218.00
F7200L+PRXUP-MFT-T-200 | Butterfly Valve | Water | Butterfly Valve (BFV), 8", 3-way, ANSI Class Consistent with 125, Cv 3136 ¦Configurable Valve Actuator, Non fail-safe, AC 24...240 V / DC 24...125 V, 2...10 V, 2 x SPDT, terminals, BACnet MS/TP Modbus RTU MP-Bus, MFT/programmable | 9826.00
F7200VIC+SY4-110 | Butterfly Valve | Water | Butterfly Valve (BFV), 8", 3-way, ANSI Class Grooved AWWA, Cv 3400 ¦Valve Actuator, Non fail-safe, AC 120 V, On/Off, Floating point, 2 x SPDT | 16964.00
F7200VIC+SY4-120MFT | Butterfly Valve | Water | Butterfly Valve (BFV), 8", 3-way, ANSI Class Grooved AWWA, Cv 3400 ¦Configurable Valve Actuator, Non fail-safe, AC 120 V, 2...10 V, 2 x SPDT, MFT/programmable | 19081.00
F7200VIC+SY4-220 | Butterfly Valve | Water | Butterfly Valve (BFV), 8", 3-way, ANSI Class Grooved AWWA, Cv 3400 ¦Valve Actuator, Non fail-safe, AC 230 V, On/Off, Floating point, 2 x SPDT | 16964.00
F7200VIC+SY4-230MFT | Butterfly Valve | Water | Butterfly Valve (BFV), 8", 3-way, ANSI Class Grooved AWWA, Cv 3400 ¦Configurable Valve Actuator, Non fail-safe, AC 230 V, 2...10 V, 2 x SPDT, MFT/programmable | 19081.00
F7200VIC+SY4-24 | Butterfly Valve | Water | Butterfly Valve (BFV), 8", 3-way, ANSI Class Grooved AWWA, Cv 3400 ¦Valve Actuator, Non fail-safe, AC/DC 24 V, On/Off, Floating point, 2 x SPDT | 16964.00
F7200VIC+SY4-24MFT | Butterfly Valve | Water | Butterfly Valve (BFV), 8", 3-way, ANSI Class Grooved AWWA, Cv 3400 ¦Configurable Valve Actuator, Non fail-safe, AC/DC 24 V, 2...10 V, 2 x SPDT, MFT/programmable | 19081.00
F7250-150SHP+SY4-110 | Butterfly Valve | Water | Butterfly Valve (BFV), 10", 3-way, ANSI Class 150, Cv 3517 ¦Valve Actuator, Non fail-safe, AC 120 V, On/Off, Floating point, 2 x SPDT | 24181.00
F7250-150SHP+SY4-120MFT | Butterfly Valve | Water | Butterfly Valve (BFV), 10", 3-way, ANSI Class 150, Cv 3517 ¦Configurable Valve Actuator, Non fail-safe, AC 120 V, 2...10 V, 2 x SPDT, MFT/programmable | 26292.00
F7250-150SHP+SY4-220 | Butterfly Valve | Water | Butterfly Valve (BFV), 10", 3-way, ANSI Class 150, Cv 3517 ¦Valve Actuator, Non fail-safe, AC 230 V, On/Off, Floating point, 2 x SPDT | 24181.00
F7250-150SHP+SY4-230MFT | Butterfly Valve | Water | Butterfly Valve (BFV), 10", 3-way, ANSI Class 150, Cv 3517 ¦Configurable Valve Actuator, Non fail-safe, AC 230 V, 2...10 V, 2 x SPDT, MFT/programmable | 26292.00
F7250-150SHP+SY4-24 | Butterfly Valve | Water | Butterfly Valve (BFV), 10", 3-way, ANSI Class 150, Cv 3517 ¦Valve Actuator, Non fail-safe, AC/DC 24 V, On/Off, Floating point, 2 x SPDT | 24181.00
F7250-150SHP+SY4-24MFT | Butterfly Valve | Water | Butterfly Valve (BFV), 10", 3-way, ANSI Class 150, Cv 3517 ¦Configurable Valve Actuator, Non fail-safe, AC/DC 24 V, 2...10 V, 2 x SPDT, MFT/programmable | 26292.00
F7250-150SHP+SY5-110 | Butterfly Valve | Water | Butterfly Valve (BFV), 10", 3-way, ANSI Class 150, Cv 3517 ¦Valve Actuator, Non fail-safe, AC 120 V, On/Off, Floating point, 2 x SPDT | 24543.00
F7250-150SHP+SY5-120MFT | Butterfly Valve | Water | Butterfly Valve (BFV), 10", 3-way, ANSI Class 150, Cv 3517 ¦Configurable Valve Actuator, Non fail-safe, AC 120 V, 2...10 V, 2 x SPDT, MFT/programmable | 26663.00
F7250-150SHP+SY5-24 | Butterfly Valve | Water | Butterfly Valve (BFV), 10", 3-way, ANSI Class 150, Cv 3517 ¦Valve Actuator, Non fail-safe, AC/DC 24 V, On/Off, Floating point, 2 x SPDT | 24543.00
F7250-150SHP+SY5-24MFT | Butterfly Valve | Water | Butterfly Valve (BFV), 10", 3-way, ANSI Class 150, Cv 3517 ¦Configurable Valve Actuator, Non fail-safe, AC/DC 24 V, 2...10 V, 2 x SPDT, MFT/programmable | 26663.00
F7250-300SHP+SY4-110 | Butterfly Valve | Water | Butterfly Valve (BFV), 10", 3-way, ANSI Class 300, Cv 3517 ¦Valve Actuator, Non fail-safe, AC 120 V, On/Off, Floating point, 2 x SPDT | 40174.00
F7250-300SHP+SY4-120MFT | Butterfly Valve | Water | Butterfly Valve (BFV), 10", 3-way, ANSI Class 300, Cv 3517 ¦Configurable Valve Actuator, Non fail-safe, AC 120 V, 2...10 V, 2 x SPDT, MFT/programmable | 42295.00
F7250-300SHP+SY4-220 | Butterfly Valve | Water | Butterfly Valve (BFV), 10", 3-way, ANSI Class 300, Cv 3517 ¦Valve Actuator, Non fail-safe, AC 230 V, On/Off, Floating point, 2 x SPDT | 40174.00
F7250-300SHP+SY4-230MFT | Butterfly Valve | Water | Butterfly Valve (BFV), 10", 3-way, ANSI Class 300, Cv 3517 ¦Configurable Valve Actuator, Non fail-safe, AC 230 V, 2...10 V, 2 x SPDT, MFT/programmable | 42295.00
F7250-300SHP+SY4-24 | Butterfly Valve | Water | Butterfly Valve (BFV), 10", 3-way, ANSI Class 300, Cv 3517 ¦Valve Actuator, Non fail-safe, AC/DC 24 V, On/Off, Floating point, 2 x SPDT | 40174.00
F7250-300SHP+SY4-24MFT | Butterfly Valve | Water | Butterfly Valve (BFV), 10", 3-way, ANSI Class 300, Cv 3517 ¦Configurable Valve Actuator, Non fail-safe, AC/DC 24 V, 2...10 V, 2 x SPDT, MFT/programmable | 42295.00
F7250-300SHP+SY5-110 | Butterfly Valve | Water | Butterfly Valve (BFV), 10", 3-way, ANSI Class 300, Cv 3517 ¦Valve Actuator, Non fail-safe, AC 120 V, On/Off, Floating point, 2 x SPDT | 40543.00
F7250-300SHP+SY5-120MFT | Butterfly Valve | Water | Butterfly Valve (BFV), 10", 3-way, ANSI Class 300, Cv 3517 ¦Configurable Valve Actuator, Non fail-safe, AC 120 V, 2...10 V, 2 x SPDT, MFT/programmable | 42661.00
F7250-300SHP+SY5-24 | Butterfly Valve | Water | Butterfly Valve (BFV), 10", 3-way, ANSI Class 300, Cv 3517 ¦Valve Actuator, Non fail-safe, AC/DC 24 V, On/Off, Floating point, 2 x SPDT | 40543.00
F7250-300SHP+SY5-24MFT | Butterfly Valve | Water | Butterfly Valve (BFV), 10", 3-way, ANSI Class 300, Cv 3517 ¦Configurable Valve Actuator, Non fail-safe, AC/DC 24 V, 2...10 V, 2 x SPDT, MFT/programmable | 42661.00
F7250-300SHP+SY7-110 | Butterfly Valve | Water | Butterfly Valve (BFV), 10", 3-way, ANSI Class 300, Cv 3517 ¦Valve Actuator, Non fail-safe, AC 120 V, On/Off, Floating point, 2 x SPDT | 41765.00
F7250-300SHP+SY7-120MFT | Butterfly Valve | Water | Butterfly Valve (BFV), 10", 3-way, ANSI Class 300, Cv 3517 ¦Configurable Valve Actuator, Non fail-safe, AC 120 V, 2...10 V, 2 x SPDT, MFT/programmable | 43831.00
F7250-300SHP+SY7-230MFT | Butterfly Valve | Water | Butterfly Valve (BFV), 10", 3-way, ANSI Class 300, Cv 3517 ¦Configurable Valve Actuator, Non fail-safe, AC 230 V, 2...10 V, 2 x SPDT, MFT/programmable | 43831.00
F7250L+PKRXUP-MFT-T-250 | Butterfly Valve | Water | Butterfly Valve (BFV), 10", 3-way, ANSI Class Consistent with 125, Cv 5340 ¦Configurable Valve Actuator, Electronic fail-safe, AC 24...240 V / DC 24...125 V, 2...10 V, 2 x SPDT, terminals, BACnet MS/TP Modbus RTU MP-Bus, MFT/programmable | 13925.00
F7250L+PRBUP-3-T-250 | Butterfly Valve | Water | Butterfly Valve (BFV), 10", 3-way, ANSI Class Consistent with 125, Cv 5340 ¦Valve Actuator, Non fail-safe, AC 24...240 V / DC 24...125 V, On/Off, Floating point, 2 x SPDT, terminals | 11049.00
F7250L+PRBUP-MFT-T-250 | Butterfly Valve | Water | Butterfly Valve (BFV), 10", 3-way, ANSI Class Consistent with 125, Cv 5340 ¦Valve Actuator, Non fail-safe, AC 24...240 V / DC 24...125 V, 2...10 V, 2 x SPDT, terminals, BACnet MS/TP Modbus RTU MP-Bus, MFT/programmable | 12514.00
F7250L+PRXUP-3-T-250 | Butterfly Valve | Water | Butterfly Valve (BFV), 10", 3-way, ANSI Class Consistent with 125, Cv 5340 ¦Configurable Valve Actuator, Non fail-safe, AC 24...240 V / DC 24...125 V, On/Off, Floating point, 2 x SPDT, terminals | 11049.00
F7250L+PRXUP-MFT-T-250 | Butterfly Valve | Water | Butterfly Valve (BFV), 10", 3-way, ANSI Class Consistent with 125, Cv 5340 ¦Configurable Valve Actuator, Non fail-safe, AC 24...240 V / DC 24...125 V, 2...10 V, 2 x SPDT, terminals, BACnet MS/TP Modbus RTU MP-Bus, MFT/programmable | 12514.00
F7250VIC+SY6-110 | Butterfly Valve | Water | Butterfly Valve (BFV), 10", 3-way, ANSI Class Grooved AWWA, Cv 5800 ¦Valve Actuator, Non fail-safe, AC 120 V, On/Off, Floating point, 2 x SPDT | 24892.00
F7250VIC+SY6-120MFT | Butterfly Valve | Water | Butterfly Valve (BFV), 10", 3-way, ANSI Class Grooved AWWA, Cv 5800 ¦Configurable Valve Actuator, Non fail-safe, AC 120 V, 2...10 V, 2 x SPDT, MFT/programmable | 27132.00
F7250VIC+SY7-110 | Butterfly Valve | Water | Butterfly Valve (BFV), 10", 3-way, ANSI Class Grooved AWWA, Cv 5800 ¦Valve Actuator, Non fail-safe, AC 120 V, On/Off, Floating point, 2 x SPDT | 25180.00
F7250VIC+SY7-120MFT | Butterfly Valve | Water | Butterfly Valve (BFV), 10", 3-way, ANSI Class Grooved AWWA, Cv 5800 ¦Configurable Valve Actuator, Non fail-safe, AC 120 V, 2...10 V, 2 x SPDT, MFT/programmable | 27513.00
F7250VIC+SY7-230MFT | Butterfly Valve | Water | Butterfly Valve (BFV), 10", 3-way, ANSI Class Grooved AWWA, Cv 5800 ¦Configurable Valve Actuator, Non fail-safe, AC 230 V, 2...10 V, 2 x SPDT, MFT/programmable | 27513.00
F7300-150SHP+SY5-110 | Butterfly Valve | Water | Butterfly Valve (BFV), 12", 3-way, ANSI Class 150, Cv 4837 ¦Valve Actuator, Non fail-safe, AC 120 V, On/Off, Floating point, 2 x SPDT | 31261.00
F7300-150SHP+SY5-120MFT | Butterfly Valve | Water | Butterfly Valve (BFV), 12", 3-way, ANSI Class 150, Cv 4837 ¦Configurable Valve Actuator, Non fail-safe, AC 120 V, 2...10 V, 2 x SPDT, MFT/programmable | 33375.00
F7300-150SHP+SY5-24 | Butterfly Valve | Water | Butterfly Valve (BFV), 12", 3-way, ANSI Class 150, Cv 4837 ¦Valve Actuator, Non fail-safe, AC/DC 24 V, On/Off, Floating point, 2 x SPDT | 31261.00
F7300-150SHP+SY5-24MFT | Butterfly Valve | Water | Butterfly Valve (BFV), 12", 3-way, ANSI Class 150, Cv 4837 ¦Configurable Valve Actuator, Non fail-safe, AC/DC 24 V, 2...10 V, 2 x SPDT, MFT/programmable | 33375.00
F7300-150SHP+SY7-110 | Butterfly Valve | Water | Butterfly Valve (BFV), 12", 3-way, ANSI Class 150, Cv 4837 ¦Valve Actuator, Non fail-safe, AC 120 V, On/Off, Floating point, 2 x SPDT | 32485.00
F7300-150SHP+SY7-120MFT | Butterfly Valve | Water | Butterfly Valve (BFV), 12", 3-way, ANSI Class 150, Cv 4837 ¦Configurable Valve Actuator, Non fail-safe, AC 120 V, 2...10 V, 2 x SPDT, MFT/programmable | 34544.00
F7300-150SHP+SY7-230MFT | Butterfly Valve | Water | Butterfly Valve (BFV), 12", 3-way, ANSI Class 150, Cv 4837 ¦Configurable Valve Actuator, Non fail-safe, AC 230 V, 2...10 V, 2 x SPDT, MFT/programmable | 34544.00
F7300-300SHP+SY5-110 | Butterfly Valve | Water | Butterfly Valve (BFV), 12", 3-way, ANSI Class 300, Cv 4837 ¦Valve Actuator, Non fail-safe, AC 120 V, On/Off, Floating point, 2 x SPDT | 53967.00
F7300-300SHP+SY5-120MFT | Butterfly Valve | Water | Butterfly Valve (BFV), 12", 3-way, ANSI Class 300, Cv 4837 ¦Configurable Valve Actuator, Non fail-safe, AC 120 V, 2...10 V, 2 x SPDT, MFT/programmable | 59030.00
F7300-300SHP+SY5-24 | Butterfly Valve | Water | Butterfly Valve (BFV), 12", 3-way, ANSI Class 300, Cv 4837 ¦Valve Actuator, Non fail-safe, AC/DC 24 V, On/Off, Floating point, 2 x SPDT | 53967.00
F7300-300SHP+SY5-24MFT | Butterfly Valve | Water | Butterfly Valve (BFV), 12", 3-way, ANSI Class 300, Cv 4837 ¦Configurable Valve Actuator, Non fail-safe, AC/DC 24 V, 2...10 V, 2 x SPDT, MFT/programmable | 59030.00
F7300-300SHP+SY7-110 | Butterfly Valve | Water | Butterfly Valve (BFV), 12", 3-way, ANSI Class 300, Cv 4837 ¦Valve Actuator, Non fail-safe, AC 120 V, On/Off, Floating point, 2 x SPDT | 55191.00
F7300-300SHP+SY7-120MFT | Butterfly Valve | Water | Butterfly Valve (BFV), 12", 3-way, ANSI Class 300, Cv 4837 ¦Configurable Valve Actuator, Non fail-safe, AC 120 V, 2...10 V, 2 x SPDT, MFT/programmable | 57259.00
F7300-300SHP+SY7-230MFT | Butterfly Valve | Water | Butterfly Valve (BFV), 12", 3-way, ANSI Class 300, Cv 4837 ¦Configurable Valve Actuator, Non fail-safe, AC 230 V, 2...10 V, 2 x SPDT, MFT/programmable | 57259.00
F7300-300SHP+SY8-110 | Butterfly Valve | Water | Butterfly Valve (BFV), 12", 3-way, ANSI Class 300, Cv 4837 ¦Valve Actuator, Non fail-safe, AC 120 V, On/Off, Floating point, 2 x SPDT | 56566.00
F7300-300SHP+SY8-120MFT | Butterfly Valve | Water | Butterfly Valve (BFV), 12", 3-way, ANSI Class 300, Cv 4837 ¦Configurable Valve Actuator, Non fail-safe, AC 120 V, 2...10 V, 2 x SPDT, MFT/programmable | 58642.00
F7300-300SHP+SY8-230MFT | Butterfly Valve | Water | Butterfly Valve (BFV), 12", 3-way, ANSI Class 300, Cv 4837 ¦Configurable Valve Actuator, Non fail-safe, AC 230 V, 2...10 V, 2 x SPDT, MFT/programmable | 58642.00
F7300L+PKRXUP-MFT-T | Butterfly Valve | Water | Butterfly Valve (BFV), 12", 3-way, ANSI Class Consistent with 125, Cv 8250 ¦Configurable Valve Actuator, Electronic fail-safe, AC 24...240 V / DC 24...125 V, 2...10 V, 2 x SPDT, terminals, BACnet MS/TP Modbus RTU MP-Bus, MFT/programmable | 15867.00
F7300L+PRBUP-3-T | Butterfly Valve | Water | Butterfly Valve (BFV), 12", 3-way, ANSI Class Consistent with 125, Cv 8250 ¦Valve Actuator, Non fail-safe, AC 24...240 V / DC 24...125 V, On/Off, Floating point, 2 x SPDT, terminals | 13930.00
F7300L+PRBUP-MFT-T | Butterfly Valve | Water | Butterfly Valve (BFV), 12", 3-way, ANSI Class Consistent with 125, Cv 8250 ¦Valve Actuator, Non fail-safe, AC 24...240 V / DC 24...125 V, 2...10 V, 2 x SPDT, terminals, BACnet MS/TP Modbus RTU MP-Bus, MFT/programmable | 15430.00
F7300L+PRXUP-3-T | Butterfly Valve | Water | Butterfly Valve (BFV), 12", 3-way, ANSI Class Consistent with 125, Cv 8250 ¦Configurable Valve Actuator, Non fail-safe, AC 24...240 V / DC 24...125 V, On/Off, Floating point, 2 x SPDT, terminals | 13930.00
F7300L+PRXUP-MFT-T | Butterfly Valve | Water | Butterfly Valve (BFV), 12", 3-way, ANSI Class Consistent with 125, Cv 8250 ¦Configurable Valve Actuator, Non fail-safe, AC 24...240 V / DC 24...125 V, 2...10 V, 2 x SPDT, terminals, BACnet MS/TP Modbus RTU MP-Bus, MFT/programmable | 15430.00
F7300VIC+SY7-110 | Butterfly Valve | Water | Butterfly Valve (BFV), 12", 3-way, ANSI Class Grooved AWWA, Cv 9000 ¦Valve Actuator, Non fail-safe, AC 120 V, On/Off, Floating point, 2 x SPDT | 29692.00
F7300VIC+SY7-120MFT | Butterfly Valve | Water | Butterfly Valve (BFV), 12", 3-way, ANSI Class Grooved AWWA, Cv 9000 ¦Configurable Valve Actuator, Non fail-safe, AC 120 V, 2...10 V, 2 x SPDT, MFT/programmable | 31751.00
F7300VIC+SY7-230MFT | Butterfly Valve | Water | Butterfly Valve (BFV), 12", 3-way, ANSI Class Grooved AWWA, Cv 9000 ¦Configurable Valve Actuator, Non fail-safe, AC 230 V, 2...10 V, 2 x SPDT, MFT/programmable | 31751.00
F7350-150SHP+SY7-110 | Butterfly Valve | Water | Butterfly Valve (BFV), 14", 3-way, ANSI Class 150, Cv 6857 ¦Valve Actuator, Non fail-safe, AC 120 V, On/Off, Floating point, 2 x SPDT | 43315.00
F7350-150SHP+SY7-120MFT | Butterfly Valve | Water | Butterfly Valve (BFV), 14", 3-way, ANSI Class 150, Cv 6857 ¦Configurable Valve Actuator, Non fail-safe, AC 120 V, 2...10 V, 2 x SPDT, MFT/programmable | 45374.00
F7350-150SHP+SY7-230MFT | Butterfly Valve | Water | Butterfly Valve (BFV), 14", 3-way, ANSI Class 150, Cv 6857 ¦Configurable Valve Actuator, Non fail-safe, AC 230 V, 2...10 V, 2 x SPDT, MFT/programmable | 45374.00
F7350HD+SY6-110 | Butterfly Valve | Water | Butterfly Valve (BFV), 14", 3-way, ANSI Class Consistent with 125, Cv 11917 ¦Valve Actuator, Non fail-safe, AC 120 V, On/Off, Floating point, 2 x SPDT | 23548.00
F7350HD+SY6-120MFT | Butterfly Valve | Water | Butterfly Valve (BFV), 14", 3-way, ANSI Class Consistent with 125, Cv 11917 ¦Configurable Valve Actuator, Non fail-safe, AC 120 V, 2...10 V, 2 x SPDT, MFT/programmable | 25035.00
F7400HD+SY8-110 | Butterfly Valve | Water | Butterfly Valve (BFV), 16", 3-way, ANSI Class Consistent with 125, Cv 16388 ¦Valve Actuator, Non fail-safe, AC 120 V, On/Off, Floating point, 2 x SPDT | 26458.00
F7400HD+SY8-120MFT | Butterfly Valve | Water | Butterfly Valve (BFV), 16", 3-way, ANSI Class Consistent with 125, Cv 16388 ¦Configurable Valve Actuator, Non fail-safe, AC 120 V, 2...10 V, 2 x SPDT, MFT/programmable | 27673.00
F7400HD+SY8-230MFT | Butterfly Valve | Water | Butterfly Valve (BFV), 16", 3-way, ANSI Class Consistent with 125, Cv 16388 ¦Configurable Valve Actuator, Non fail-safe, AC 230 V, 2...10 V, 2 x SPDT, MFT/programmable | 27673.00
F7450HD+SY8-110 | Butterfly Valve | Water | Butterfly Valve (BFV), 18", 3-way, ANSI Class Consistent with 125, Cv 21705 ¦Valve Actuator, Non fail-safe, AC 120 V, On/Off, Floating point, 2 x SPDT | 41979.00
F7450HD+SY8-120MFT | Butterfly Valve | Water | Butterfly Valve (BFV), 18", 3-way, ANSI Class Consistent with 125, Cv 21705 ¦Configurable Valve Actuator, Non fail-safe, AC 120 V, 2...10 V, 2 x SPDT, MFT/programmable | 45901.00
F7450HD+SY8-230MFT | Butterfly Valve | Water | Butterfly Valve (BFV), 18", 3-way, ANSI Class Consistent with 125, Cv 21705 ¦Configurable Valve Actuator, Non fail-safe, AC 230 V, 2...10 V, 2 x SPDT, MFT/programmable | 45901.00
F750-150SHP+2*GKX24-MFT-X1 | Butterfly Valve | Water | Butterfly Valve (BFV), 2", 3-way, ANSI Class 150, Cv 102 ¦Valve Actuator, Electronic fail-safe, AC/DC 24 V, 2...10 V, MFT/programmable | 8422.00
F750-150SHP+2*GMB24-3-X1 | Butterfly Valve | Water | Butterfly Valve (BFV), 2", 3-way, ANSI Class 150, Cv 102 ¦Valve Actuator, Non fail-safe, AC/DC 24 V, On/Off, Floating point | 6510.00
F750-150SHP+2*GMCX24-3-T-X1 N4 | Butterfly Valve | Water | Butterfly Valve (BFV), 2", 3-way, ANSI Class 150, Cv 102 ¦Valve Actuator, Non fail-safe, AC/DC 24 V, On/Off, Floating point, NEMA 4X, terminals | 8474.00
F750-150SHP+2*GMX24-MFT-T-X1 N4 | Butterfly Valve | Water | Butterfly Valve (BFV), 2", 3-way, ANSI Class 150, Cv 102 ¦Configurable Valve Actuator, Non fail-safe, AC/DC 24 V, 2...10 V, NEMA 4X, terminals | 8715.00
F750-150SHP+2*GMX24-MFT-X1 | Butterfly Valve | Water | Butterfly Valve (BFV), 2", 3-way, ANSI Class 150, Cv 102 ¦Valve Actuator, Non fail-safe, AC/DC 24 V, 2...10 V, MFT/programmable | 6742.00
F750-150SHP+GKX24-MFT-X1 | Butterfly Valve | Water | Butterfly Valve (BFV), 2", 3-way, ANSI Class 150, Cv 102 ¦Configurable Valve Actuator, Electronic fail-safe, AC/DC 24 V, 2...10 V, MFT/programmable | 7128.00
F750-150SHP+GMB24-3-X1 | Butterfly Valve | Water | Butterfly Valve (BFV), 2", 3-way, ANSI Class 150, Cv 102 ¦Valve Actuator, Non fail-safe, AC/DC 24 V, On/Off, Floating point | 6175.00
F750-150SHP+GMB24-MFT-X1 | Butterfly Valve | Water | Butterfly Valve (BFV), 2", 3-way, ANSI Class 150, Cv 102 ¦Valve Actuator, Non fail-safe, AC/DC 24 V, 2...10 V, MFT/programmable | 6288.00
F750-150SHP+GMCX24-3-T-X1 N4 | Butterfly Valve | Water | Butterfly Valve (BFV), 2", 3-way, ANSI Class 150, Cv 102 ¦Configurable Valve Actuator, Non fail-safe, AC/DC 24 V, On/Off, Floating point, NEMA 4X, terminals | 7512.00
F750-150SHP+GMX24-MFT-T-X1 N4 | Butterfly Valve | Water | Butterfly Valve (BFV), 2", 3-way, ANSI Class 150, Cv 102 ¦Configurable Valve Actuator, Non fail-safe, AC/DC 24 V, 2...10 V, NEMA 4X, terminals | 7630.00
F750-150SHP+GMX24-MFT-X1 | Butterfly Valve | Water | Butterfly Valve (BFV), 2", 3-way, ANSI Class 150, Cv 102 ¦Configurable Valve Actuator, Non fail-safe, AC/DC 24 V, 2...10 V, MFT/programmable | 6288.00
F750-150SHP+PKRXUP-MFT-T | Butterfly Valve | Water | Butterfly Valve (BFV), 2", 3-way, ANSI Class 150, Cv 102 ¦Configurable Valve Actuator, Electronic fail-safe, AC 24...240 V / DC 24...125 V, 2...10 V, 2 x SPDT, terminals, BACnet MS/TP Modbus RTU MP-Bus, MFT/programmable | 11996.00
F750-150SHP+PRBUP-3-T | Butterfly Valve | Water | Butterfly Valve (BFV), 2", 3-way, ANSI Class 150, Cv 102 ¦Valve Actuator, Non fail-safe, AC 24...240 V / DC 24...125 V, On/Off, Floating point, 2 x SPDT, terminals | 7834.00
F750-150SHP+PRBUP-MFT-T | Butterfly Valve | Water | Butterfly Valve (BFV), 2", 3-way, ANSI Class 150, Cv 102 ¦Valve Actuator, Non fail-safe, AC 24...240 V / DC 24...125 V, 2...10 V, 2 x SPDT, terminals, BACnet MS/TP Modbus RTU MP-Bus, MFT/programmable | 9618.00
F750-150SHP+PRXUP-MFT-T | Butterfly Valve | Water | Butterfly Valve (BFV), 2", 3-way, ANSI Class 150, Cv 102 ¦Configurable Valve Actuator, Non fail-safe, AC 24...240 V / DC 24...125 V, 2...10 V, 2 x SPDT, terminals, BACnet MS/TP Modbus RTU MP-Bus, MFT/programmable | 9618.00
F750-300SHP+2*GKX24-MFT-X1 | Butterfly Valve | Water | Butterfly Valve (BFV), 2", 3-way, ANSI Class 300, Cv 102 ¦Valve Actuator, Electronic fail-safe, AC/DC 24 V, 2...10 V, MFT/programmable | 9731.00
F750-300SHP+2*GMCX24-3-T-X1 N4 | Butterfly Valve | Water | Butterfly Valve (BFV), 2", 3-way, ANSI Class 300, Cv 102 ¦Valve Actuator, Non fail-safe, AC/DC 24 V, On/Off, Floating point, NEMA 4X, terminals | 9791.00
F750-300SHP+2*GMX24-MFT-T-X1 N4 | Butterfly Valve | Water | Butterfly Valve (BFV), 2", 3-way, ANSI Class 300, Cv 102 ¦Configurable Valve Actuator, Non fail-safe, AC/DC 24 V, 2...10 V, NEMA 4X, terminals | 10027.00
F750-300SHP+2*GMX24-MFT-X1 | Butterfly Valve | Water | Butterfly Valve (BFV), 2", 3-way, ANSI Class 300, Cv 102 ¦Valve Actuator, Non fail-safe, AC/DC 24 V, 2...10 V, MFT/programmable | 8047.00
F750-300SHP+PKRXUP-MFT-T | Butterfly Valve | Water | Butterfly Valve (BFV), 2", 3-way, ANSI Class 300, Cv 102 ¦Configurable Valve Actuator, Electronic fail-safe, AC 24...240 V / DC 24...125 V, 2...10 V, 2 x SPDT, terminals, BACnet MS/TP Modbus RTU MP-Bus, MFT/programmable | 12961.00
F750-300SHP+PRBUP-3-T | Butterfly Valve | Water | Butterfly Valve (BFV), 2", 3-way, ANSI Class 300, Cv 102 ¦Valve Actuator, Non fail-safe, AC 24...240 V / DC 24...125 V, On/Off, Floating point, 2 x SPDT, terminals | 9997.00
F750-300SHP+PRBUP-MFT-T | Butterfly Valve | Water | Butterfly Valve (BFV), 2", 3-way, ANSI Class 300, Cv 102 ¦Valve Actuator, Non fail-safe, AC 24...240 V / DC 24...125 V, 2...10 V, 2 x SPDT, terminals, BACnet MS/TP Modbus RTU MP-Bus, MFT/programmable | 11776.00
F750-300SHP+PRXUP-MFT-T | Butterfly Valve | Water | Butterfly Valve (BFV), 2", 3-way, ANSI Class 300, Cv 102 ¦Configurable Valve Actuator, Non fail-safe, AC 24...240 V / DC 24...125 V, 2...10 V, 2 x SPDT, terminals, BACnet MS/TP Modbus RTU MP-Bus, MFT/programmable | 11776.00
F750HD+AFBUP-S-X1 | Butterfly Valve | Water | Butterfly Valve (BFV), 2", 3-way, ANSI Class Consistent with 125, Cv 115 ¦Valve Actuator, Spring return, AC 24...240 V / DC 24...125 V, On/Off, 2 x SPDT | 1995.00
F750HD+AFBUP-X1 | Butterfly Valve | Water | Butterfly Valve (BFV), 2", 3-way, ANSI Class Consistent with 125, Cv 115 ¦Valve Actuator, Spring return, AC 24...240 V / DC 24...125 V, On/Off | 1883.00
F750HD+AFX24-MFT-S-X1 | Butterfly Valve | Water | Butterfly Valve (BFV), 2", 3-way, ANSI Class Consistent with 125, Cv 115 ¦Configurable Valve Actuator, Spring return, AC/DC 24 V, 2...10 V, 2 x SPDT, MFT/programmable | 2315.00
F750HD+AFX24-MFT-X1 | Butterfly Valve | Water | Butterfly Valve (BFV), 2", 3-way, ANSI Class Consistent with 125, Cv 115 ¦Configurable Valve Actuator, Spring return, AC/DC 24 V, 2...10 V, MFT/programmable | 2202.00
F750HD+AMB24-3-X1 | Butterfly Valve | Water | Butterfly Valve (BFV), 2", 3-way, ANSI Class Consistent with 125, Cv 115 ¦Valve Actuator, Non fail-safe, AC/DC 24 V, On/Off, Floating point | 1600.00
F750HD+AMX24-MFT-X1 | Butterfly Valve | Water | Butterfly Valve (BFV), 2", 3-way, ANSI Class Consistent with 125, Cv 115 ¦Configurable Valve Actuator, Non fail-safe, AC/DC 24 V, 2...10 V, MFT/programmable | 1816.00
F750HD+GMCX24-3-T-X1 N4 | Butterfly Valve | Water | Butterfly Valve (BFV), 2", 3-way, ANSI Class Consistent with 125, Cv 115 ¦Configurable Valve Actuator, Non fail-safe, AC/DC 24 V, On/Off, Floating point, NEMA 4X, terminals | 2511.00
F750HD+GMX24-MFT-T-X1 N4 | Butterfly Valve | Water | Butterfly Valve (BFV), 2", 3-way, ANSI Class Consistent with 125, Cv 115 ¦Configurable Valve Actuator, Non fail-safe, AC/DC 24 V, 2...10 V, NEMA 4X, terminals | 2879.00
F750VIC+2*AFBUP-X1 | Butterfly Valve | Water | Butterfly Valve (BFV), 2", 3-way, ANSI Class Grooved AWWA, Cv 115 ¦Valve Actuator, Spring return, AC 24...240 V / DC 24...125 V, On/Off | 5927.00
F750VIC+2*AFX24-MFT-X1 | Butterfly Valve | Water | Butterfly Valve (BFV), 2", 3-way, ANSI Class Grooved AWWA, Cv 115 ¦Valve Actuator, Spring return, AC/DC 24 V, 2...10 V, MFT/programmable | 6247.00
F750VIC+AFBUP-S-X1 | Butterfly Valve | Water | Butterfly Valve (BFV), 2", 3-way, ANSI Class Grooved AWWA, Cv 115 ¦Valve Actuator, Spring return, AC 24...240 V / DC 24...125 V, On/Off, 2 x SPDT | 4368.00
F750VIC+AFBUP-X1 | Butterfly Valve | Water | Butterfly Valve (BFV), 2", 3-way, ANSI Class Grooved AWWA, Cv 115 ¦Valve Actuator, Spring return, AC 24...240 V / DC 24...125 V, On/Off | 4257.00
F750VIC+AFX24-MFT-S-X1 | Butterfly Valve | Water | Butterfly Valve (BFV), 2", 3-way, ANSI Class Grooved AWWA, Cv 115 ¦Configurable Valve Actuator, Spring return, AC/DC 24 V, 2...10 V, 2 x SPDT, MFT/programmable | 4532.00
F750VIC+AFX24-MFT-X1 | Butterfly Valve | Water | Butterfly Valve (BFV), 2", 3-way, ANSI Class Grooved AWWA, Cv 115 ¦Configurable Valve Actuator, Spring return, AC/DC 24 V, 2...10 V, MFT/programmable | 4420.00
F750VIC+AMB24-3-X1 | Butterfly Valve | Water | Butterfly Valve (BFV), 2", 3-way, ANSI Class Grooved AWWA, Cv 115 ¦Valve Actuator, Non fail-safe, AC/DC 24 V, On/Off, Floating point | 4043.00
F750VIC+AMX24-MFT-X1 | Butterfly Valve | Water | Butterfly Valve (BFV), 2", 3-way, ANSI Class Grooved AWWA, Cv 115 ¦Configurable Valve Actuator, Non fail-safe, AC/DC 24 V, 2...10 V, MFT/programmable | 4250.00
F750VIC+GMB24-3-X1 | Butterfly Valve | Water | Butterfly Valve (BFV), 2", 3-way, ANSI Class Grooved AWWA, Cv 115 ¦Valve Actuator, Non fail-safe, AC/DC 24 V, On/Off, Floating point | 4234.00
F750VIC+GMB24-MFT-X1 | Butterfly Valve | Water | Butterfly Valve (BFV), 2", 3-way, ANSI Class Grooved AWWA, Cv 115 ¦Valve Actuator, Non fail-safe, AC/DC 24 V, 2...10 V, MFT/programmable | 4346.00
F750VIC+GMCX120-3-X1 N4 | Butterfly Valve | Water | Butterfly Valve (BFV), 2", 3-way, ANSI Class Grooved AWWA, Cv 115 ¦Valve Actuator, Non fail-safe, AC 100...240 V, On/Off, Floating point, NEMA 4X | 3732.00
F750VIC+GMCX120-SR-T-X1 | Butterfly Valve | Water | Butterfly Valve (BFV), 2", 3-way, ANSI Class Grooved AWWA, Cv 115 ¦Valve Actuator, Non fail-safe, AC 100...240 V, modulating | 4290.00
F750VIC+GMCX120-SR-T-X1 N4 | Butterfly Valve | Water | Butterfly Valve (BFV), 2", 3-way, ANSI Class Grooved AWWA, Cv 115 ¦Valve Actuator, Non fail-safe, AC 100...240 V, modulating, NEMA 4X | 3841.00
F750VIC+GMCX24-3-T-X1 N4 | Butterfly Valve | Water | Butterfly Valve (BFV), 2", 3-way, ANSI Class Grooved AWWA, Cv 115 ¦Configurable Valve Actuator, Non fail-safe, AC/DC 24 V, On/Off, Floating point, NEMA 4X, terminals | 3623.00
F750VIC+GMCX24-MFT-T-X1 N4 | Butterfly Valve | Water | Butterfly Valve (BFV), 2", 3-way, ANSI Class Grooved AWWA, Cv 115 ¦Configurable Valve Actuator, Non fail-safe, AC/DC 24 V, 2...10 V, NEMA 4X, terminals | 3950.00
F750VIC+GMX24-MFT-X1 | Butterfly Valve | Water | Butterfly Valve (BFV), 2", 3-way, ANSI Class Grooved AWWA, Cv 115 ¦Configurable Valve Actuator, Non fail-safe, AC/DC 24 V, 2...10 V, MFT/programmable | 4346.00
F750VIC+PRBUP-3-T | Butterfly Valve | Water | Butterfly Valve (BFV), 2", 3-way, ANSI Class Grooved AWWA, Cv 115 ¦Valve Actuator, Non fail-safe, AC 24...240 V / DC 24...125 V, On/Off, Floating point, 2 x SPDT, terminals | 5387.00
F750VIC+PRXUP-MFT-T | Butterfly Valve | Water | Butterfly Valve (BFV), 2", 3-way, ANSI Class Grooved AWWA, Cv 115 ¦Configurable Valve Actuator, Non fail-safe, AC 24...240 V / DC 24...125 V, 2...10 V, 2 x SPDT, terminals, BACnet MS/TP Modbus RTU MP-Bus, MFT/programmable | 7391.00
F765-150SHP+2*GKX24-MFT-X1 | Butterfly Valve | Water | Butterfly Valve (BFV), 2 1/2", 3-way, ANSI Class 150, Cv 146 ¦Valve Actuator, Electronic fail-safe, AC/DC 24 V, 2...10 V, MFT/programmable | 8583.00
F765-150SHP+2*GMCX24-3-T-X1 N4 | Butterfly Valve | Water | Butterfly Valve (BFV), 2 1/2", 3-way, ANSI Class 150, Cv 146 ¦Valve Actuator, Non fail-safe, AC/DC 24 V, On/Off, Floating point, NEMA 4X, terminals | 8661.00
F765-150SHP+2*GMX24-MFT-T-X1 N4 | Butterfly Valve | Water | Butterfly Valve (BFV), 2 1/2", 3-way, ANSI Class 150, Cv 146 ¦Configurable Valve Actuator, Non fail-safe, AC/DC 24 V, 2...10 V, NEMA 4X, terminals | 8913.00
F765-150SHP+2*GMX24-MFT-X1 | Butterfly Valve | Water | Butterfly Valve (BFV), 2 1/2", 3-way, ANSI Class 150, Cv 146 ¦Valve Actuator, Non fail-safe, AC/DC 24 V, 2...10 V, MFT/programmable | 6903.00
F765-150SHP+GKX24-MFT-X1 | Butterfly Valve | Water | Butterfly Valve (BFV), 2 1/2", 3-way, ANSI Class 150, Cv 146 ¦Configurable Valve Actuator, Electronic fail-safe, AC/DC 24 V, 2...10 V, MFT/programmable | 7286.00
F765-150SHP+GMB24-3-X1 | Butterfly Valve | Water | Butterfly Valve (BFV), 2 1/2", 3-way, ANSI Class 150, Cv 146 ¦Valve Actuator, Non fail-safe, AC/DC 24 V, On/Off, Floating point | 6335.00
F765-150SHP+GMB24-MFT-X1 | Butterfly Valve | Water | Butterfly Valve (BFV), 2 1/2", 3-way, ANSI Class 150, Cv 146 ¦Valve Actuator, Non fail-safe, AC/DC 24 V, 2...10 V, MFT/programmable | 6445.00
F765-150SHP+GMCX24-3-T-X1 N4 | Butterfly Valve | Water | Butterfly Valve (BFV), 2 1/2", 3-way, ANSI Class 150, Cv 146 ¦Configurable Valve Actuator, Non fail-safe, AC/DC 24 V, On/Off, Floating point, NEMA 4X, terminals | 7817.00
F765-150SHP+GMX24-MFT-T-X1 N4 | Butterfly Valve | Water | Butterfly Valve (BFV), 2 1/2", 3-way, ANSI Class 150, Cv 146 ¦Configurable Valve Actuator, Non fail-safe, AC/DC 24 V, 2...10 V, NEMA 4X, terminals | 7940.00
F765-150SHP+GMX24-MFT-X1 | Butterfly Valve | Water | Butterfly Valve (BFV), 2 1/2", 3-way, ANSI Class 150, Cv 146 ¦Configurable Valve Actuator, Non fail-safe, AC/DC 24 V, 2...10 V, MFT/programmable | 6445.00
F765-150SHP+PKRXUP-MFT-T | Butterfly Valve | Water | Butterfly Valve (BFV), 2 1/2", 3-way, ANSI Class 150, Cv 146 ¦Configurable Valve Actuator, Electronic fail-safe, AC 24...240 V / DC 24...125 V, 2...10 V, 2 x SPDT, terminals, BACnet MS/TP Modbus RTU MP-Bus, MFT/programmable | 12195.00
F765-150SHP+PRBUP-3-T | Butterfly Valve | Water | Butterfly Valve (BFV), 2 1/2", 3-way, ANSI Class 150, Cv 146 ¦Valve Actuator, Non fail-safe, AC 24...240 V / DC 24...125 V, On/Off, Floating point, 2 x SPDT, terminals | 7994.00
F765-150SHP+PRBUP-MFT-T | Butterfly Valve | Water | Butterfly Valve (BFV), 2 1/2", 3-way, ANSI Class 150, Cv 146 ¦Valve Actuator, Non fail-safe, AC 24...240 V / DC 24...125 V, 2...10 V, 2 x SPDT, terminals, BACnet MS/TP Modbus RTU MP-Bus, MFT/programmable | 9777.00
F765-150SHP+PRXUP-MFT-T | Butterfly Valve | Water | Butterfly Valve (BFV), 2 1/2", 3-way, ANSI Class 150, Cv 146 ¦Configurable Valve Actuator, Non fail-safe, AC 24...240 V / DC 24...125 V, 2...10 V, 2 x SPDT, terminals, BACnet MS/TP Modbus RTU MP-Bus, MFT/programmable | 9777.00
F765-300SHP+2*GKX24-MFT-X1 | Butterfly Valve | Water | Butterfly Valve (BFV), 2 1/2", 3-way, ANSI Class 300, Cv 146 ¦Valve Actuator, Electronic fail-safe, AC/DC 24 V, 2...10 V, MFT/programmable | 10990.00
F765-300SHP+2*GMCX24-3-T-X1 N4 | Butterfly Valve | Water | Butterfly Valve (BFV), 2 1/2", 3-way, ANSI Class 300, Cv 146 ¦Valve Actuator, Non fail-safe, AC/DC 24 V, On/Off, Floating point, NEMA 4X, terminals | 12410.00
F765-300SHP+2*GMX24-MFT-T-X1 N4 | Butterfly Valve | Water | Butterfly Valve (BFV), 2 1/2", 3-way, ANSI Class 300, Cv 146 ¦Configurable Valve Actuator, Non fail-safe, AC/DC 24 V, 2...10 V, NEMA 4X, terminals | 11408.00
F765-300SHP+2*GMX24-MFT-X1 | Butterfly Valve | Water | Butterfly Valve (BFV), 2 1/2", 3-way, ANSI Class 300, Cv 146 ¦Valve Actuator, Non fail-safe, AC/DC 24 V, 2...10 V, MFT/programmable | 9307.00
F765-300SHP+PKRXUP-MFT-T | Butterfly Valve | Water | Butterfly Valve (BFV), 2 1/2", 3-way, ANSI Class 300, Cv 146 ¦Configurable Valve Actuator, Electronic fail-safe, AC 24...240 V / DC 24...125 V, 2...10 V, 2 x SPDT, terminals, BACnet MS/TP Modbus RTU MP-Bus, MFT/programmable | 14357.00
F765-300SHP+PRBUP-3-T | Butterfly Valve | Water | Butterfly Valve (BFV), 2 1/2", 3-way, ANSI Class 300, Cv 146 ¦Valve Actuator, Non fail-safe, AC 24...240 V / DC 24...125 V, On/Off, Floating point, 2 x SPDT, terminals | 11383.00
F765-300SHP+PRBUP-MFT-T | Butterfly Valve | Water | Butterfly Valve (BFV), 2 1/2", 3-way, ANSI Class 300, Cv 146 ¦Valve Actuator, Non fail-safe, AC 24...240 V / DC 24...125 V, 2...10 V, 2 x SPDT, terminals, BACnet MS/TP Modbus RTU MP-Bus, MFT/programmable | 13161.00
F765-300SHP+PRXUP-MFT-T | Butterfly Valve | Water | Butterfly Valve (BFV), 2 1/2", 3-way, ANSI Class 300, Cv 146 ¦Configurable Valve Actuator, Non fail-safe, AC 24...240 V / DC 24...125 V, 2...10 V, 2 x SPDT, terminals, BACnet MS/TP Modbus RTU MP-Bus, MFT/programmable | 13161.00
F765HD+2*AFX24-MFT-S-X1 | Butterfly Valve | Water | Butterfly Valve (BFV), 2 1/2", 3-way, ANSI Class Consistent with 125, Cv 196 ¦Valve Actuator, Spring return, AC/DC 24 V, 2...10 V, 2 x SPDT, MFT/programmable | 3471.00
F765HD+2*AFX24-MFT-X1 | Butterfly Valve | Water | Butterfly Valve (BFV), 2 1/2", 3-way, ANSI Class Consistent with 125, Cv 196 ¦Valve Actuator, Spring return, AC/DC 24 V, 2...10 V, MFT/programmable | 3360.00
F765HD+GKX24-MFT-X1 | Butterfly Valve | Water | Butterfly Valve (BFV), 2 1/2", 3-way, ANSI Class Consistent with 125, Cv 196 ¦Configurable Valve Actuator, Electronic fail-safe, AC/DC 24 V, 2...10 V, MFT/programmable | 3197.00
F765HD+GMB24-3-X1 | Butterfly Valve | Water | Butterfly Valve (BFV), 2 1/2", 3-way, ANSI Class Consistent with 125, Cv 196 ¦Valve Actuator, Non fail-safe, AC/DC 24 V, On/Off, Floating point | 1930.00
F765HD+GMB24-MFT-X1 | Butterfly Valve | Water | Butterfly Valve (BFV), 2 1/2", 3-way, ANSI Class Consistent with 125, Cv 196 ¦Valve Actuator, Non fail-safe, AC/DC 24 V, 2...10 V, MFT/programmable | 2185.00
F765HD+GMCX120-SR-T-X1 | Butterfly Valve | Water | Butterfly Valve (BFV), 2 1/2", 3-way, ANSI Class Consistent with 125, Cv 196 ¦Valve Actuator, Non fail-safe, AC 100...240 V, modulating | 2163.00
F765HD+GMCX24-3-T-X1 N4 | Butterfly Valve | Water | Butterfly Valve (BFV), 2 1/2", 3-way, ANSI Class Consistent with 125, Cv 196 ¦Configurable Valve Actuator, Non fail-safe, AC/DC 24 V, On/Off, Floating point, NEMA 4X, terminals | 2878.00
F765HD+GMX24-MFT-T-X1 N4 | Butterfly Valve | Water | Butterfly Valve (BFV), 2 1/2", 3-way, ANSI Class Consistent with 125, Cv 196 ¦Configurable Valve Actuator, Non fail-safe, AC/DC 24 V, 2...10 V, NEMA 4X, terminals | 3284.00
F765HD+GMX24-MFT-X1 | Butterfly Valve | Water | Butterfly Valve (BFV), 2 1/2", 3-way, ANSI Class Consistent with 125, Cv 196 ¦Configurable Valve Actuator, Non fail-safe, AC/DC 24 V, 2...10 V, MFT/programmable | 2185.00
F765VIC+2*GKX24-MFT-X1 | Butterfly Valve | Water | Butterfly Valve (BFV), 2 1/2", 3-way, ANSI Class Grooved AWWA, Cv 260 ¦Valve Actuator, Electronic fail-safe, AC/DC 24 V, 2...10 V, MFT/programmable | 6902.00
F765VIC+2*GMX24-MFT-X1 | Butterfly Valve | Water | Butterfly Valve (BFV), 2 1/2", 3-way, ANSI Class Grooved AWWA, Cv 260 ¦Valve Actuator, Non fail-safe, AC/DC 24 V, 2...10 V, MFT/programmable | 6096.00
F765VIC+GMB24-3-X1 | Butterfly Valve | Water | Butterfly Valve (BFV), 2 1/2", 3-way, ANSI Class Grooved AWWA, Cv 260 ¦Valve Actuator, Non fail-safe, AC/DC 24 V, On/Off, Floating point | 5007.00
F765VIC+GMB24-MFT-X1 | Butterfly Valve | Water | Butterfly Valve (BFV), 2 1/2", 3-way, ANSI Class Grooved AWWA, Cv 260 ¦Valve Actuator, Non fail-safe, AC/DC 24 V, 2...10 V, MFT/programmable | 5116.00
F765VIC+GMCX120-3-X1 N4 | Butterfly Valve | Water | Butterfly Valve (BFV), 2 1/2", 3-way, ANSI Class Grooved AWWA, Cv 260 ¦Valve Actuator, Non fail-safe, AC 100...240 V, On/Off, Floating point, NEMA 4X | 5040.00
F765VIC+GMCX120-SR-T-X1 | Butterfly Valve | Water | Butterfly Valve (BFV), 2 1/2", 3-way, ANSI Class Grooved AWWA, Cv 260 ¦Valve Actuator, Non fail-safe, AC 100...240 V, modulating | 5061.00
F765VIC+GMCX120-SR-T-X1 N4 | Butterfly Valve | Water | Butterfly Valve (BFV), 2 1/2", 3-way, ANSI Class Grooved AWWA, Cv 260 ¦Valve Actuator, Non fail-safe, AC 100...240 V, modulating, NEMA 4X | 5094.00
F765VIC+GMCX24-3-T-X1 N4 | Butterfly Valve | Water | Butterfly Valve (BFV), 2 1/2", 3-way, ANSI Class Grooved AWWA, Cv 260 ¦Configurable Valve Actuator, Non fail-safe, AC/DC 24 V, On/Off, Floating point, NEMA 4X, terminals | 4930.00
F765VIC+GMCX24-MFT-T-X1 N4 | Butterfly Valve | Water | Butterfly Valve (BFV), 2 1/2", 3-way, ANSI Class Grooved AWWA, Cv 260 ¦Configurable Valve Actuator, Non fail-safe, AC/DC 24 V, 2...10 V, NEMA 4X, terminals | 5149.00
F765VIC+GMX24-MFT-X1 | Butterfly Valve | Water | Butterfly Valve (BFV), 2 1/2", 3-way, ANSI Class Grooved AWWA, Cv 260 ¦Configurable Valve Actuator, Non fail-safe, AC/DC 24 V, 2...10 V, MFT/programmable | 5116.00
F765VIC+PKRXUP-MFT-T | Butterfly Valve | Water | Butterfly Valve (BFV), 2 1/2", 3-way, ANSI Class Grooved AWWA, Cv 260 ¦Configurable Valve Actuator, Electronic fail-safe, AC 24...240 V / DC 24...125 V, 2...10 V, 2 x SPDT, terminals, BACnet MS/TP Modbus RTU MP-Bus, MFT/programmable | 9844.00
F765VIC+PRBUP-3-T | Butterfly Valve | Water | Butterfly Valve (BFV), 2 1/2", 3-way, ANSI Class Grooved AWWA, Cv 260 ¦Valve Actuator, Non fail-safe, AC 24...240 V / DC 24...125 V, On/Off, Floating point, 2 x SPDT, terminals | 5829.00
F765VIC+PRXUP-MFT-T | Butterfly Valve | Water | Butterfly Valve (BFV), 2 1/2", 3-way, ANSI Class Grooved AWWA, Cv 260 ¦Configurable Valve Actuator, Non fail-safe, AC 24...240 V / DC 24...125 V, 2...10 V, 2 x SPDT, terminals, BACnet MS/TP Modbus RTU MP-Bus, MFT/programmable | 7521.00
F780-150SHP+2*GKX24-MFT-X1 | Butterfly Valve | Water | Butterfly Valve (BFV), 3", 3-way, ANSI Class 150, Cv 228 ¦Valve Actuator, Electronic fail-safe, AC/DC 24 V, 2...10 V, MFT/programmable | 8623.00
F780-150SHP+2*GMB24-3-X1 | Butterfly Valve | Water | Butterfly Valve (BFV), 3", 3-way, ANSI Class 150, Cv 228 ¦Valve Actuator, Non fail-safe, AC/DC 24 V, On/Off, Floating point | 6707.00
F780-150SHP+2*GMCX24-3-T-X1 N4 | Butterfly Valve | Water | Butterfly Valve (BFV), 3", 3-way, ANSI Class 150, Cv 228 ¦Valve Actuator, Non fail-safe, AC/DC 24 V, On/Off, Floating point, NEMA 4X, terminals | 8957.00
F780-150SHP+2*GMX24-MFT-T-X1 N4 | Butterfly Valve | Water | Butterfly Valve (BFV), 3", 3-way, ANSI Class 150, Cv 228 ¦Configurable Valve Actuator, Non fail-safe, AC/DC 24 V, 2...10 V, NEMA 4X, terminals | 9200.00
F780-150SHP+2*GMX24-MFT-X1 | Butterfly Valve | Water | Butterfly Valve (BFV), 3", 3-way, ANSI Class 150, Cv 228 ¦Valve Actuator, Non fail-safe, AC/DC 24 V, 2...10 V, MFT/programmable | 6942.00
F780-150SHP+GKX24-MFT-X1 | Butterfly Valve | Water | Butterfly Valve (BFV), 3", 3-way, ANSI Class 150, Cv 228 ¦Configurable Valve Actuator, Electronic fail-safe, AC/DC 24 V, 2...10 V, MFT/programmable | 7295.00
F780-150SHP+GMB24-3-X1 | Butterfly Valve | Water | Butterfly Valve (BFV), 3", 3-way, ANSI Class 150, Cv 228 ¦Valve Actuator, Non fail-safe, AC/DC 24 V, On/Off, Floating point | 6343.00
F780-150SHP+GMB24-MFT-X1 | Butterfly Valve | Water | Butterfly Valve (BFV), 3", 3-way, ANSI Class 150, Cv 228 ¦Valve Actuator, Non fail-safe, AC/DC 24 V, 2...10 V, MFT/programmable | 6457.00
F780-150SHP+GMCX24-3-T-X1 N4 | Butterfly Valve | Water | Butterfly Valve (BFV), 3", 3-way, ANSI Class 150, Cv 228 ¦Configurable Valve Actuator, Non fail-safe, AC/DC 24 V, On/Off, Floating point, NEMA 4X, terminals | 7944.00
F780-150SHP+GMX24-MFT-T-X1 N4 | Butterfly Valve | Water | Butterfly Valve (BFV), 3", 3-way, ANSI Class 150, Cv 228 ¦Configurable Valve Actuator, Non fail-safe, AC/DC 24 V, 2...10 V, NEMA 4X, terminals | 8070.00
F780-150SHP+GMX24-MFT-X1 | Butterfly Valve | Water | Butterfly Valve (BFV), 3", 3-way, ANSI Class 150, Cv 228 ¦Configurable Valve Actuator, Non fail-safe, AC/DC 24 V, 2...10 V, MFT/programmable | 6457.00
F780-150SHP+PKRXUP-MFT-T | Butterfly Valve | Water | Butterfly Valve (BFV), 3", 3-way, ANSI Class 150, Cv 228 ¦Configurable Valve Actuator, Electronic fail-safe, AC 24...240 V / DC 24...125 V, 2...10 V, 2 x SPDT, terminals, BACnet MS/TP Modbus RTU MP-Bus, MFT/programmable | 12359.00
F780-150SHP+PRBUP-3-T | Butterfly Valve | Water | Butterfly Valve (BFV), 3", 3-way, ANSI Class 150, Cv 228 ¦Valve Actuator, Non fail-safe, AC 24...240 V / DC 24...125 V, On/Off, Floating point, 2 x SPDT, terminals | 8005.00
F780-150SHP+PRBUP-MFT-T | Butterfly Valve | Water | Butterfly Valve (BFV), 3", 3-way, ANSI Class 150, Cv 228 ¦Valve Actuator, Non fail-safe, AC 24...240 V / DC 24...125 V, 2...10 V, 2 x SPDT, terminals, BACnet MS/TP Modbus RTU MP-Bus, MFT/programmable | 9785.00
F780-150SHP+PRXUP-MFT-T | Butterfly Valve | Water | Butterfly Valve (BFV), 3", 3-way, ANSI Class 150, Cv 228 ¦Configurable Valve Actuator, Non fail-safe, AC 24...240 V / DC 24...125 V, 2...10 V, 2 x SPDT, terminals, BACnet MS/TP Modbus RTU MP-Bus, MFT/programmable | 9785.00
F780-300SHP+2*GKX24-MFT-X1 | Butterfly Valve | Water | Butterfly Valve (BFV), 3", 3-way, ANSI Class 300, Cv 228 ¦Valve Actuator, Electronic fail-safe, AC/DC 24 V, 2...10 V, MFT/programmable | 11189.00
F780-300SHP+2*GMX24-MFT-T-X1 N4 | Butterfly Valve | Water | Butterfly Valve (BFV), 3", 3-way, ANSI Class 300, Cv 228 ¦Configurable Valve Actuator, Non fail-safe, AC/DC 24 V, 2...10 V, NEMA 4X, terminals | 13078.00
F780-300SHP+2*GMX24-MFT-X1 | Butterfly Valve | Water | Butterfly Valve (BFV), 3", 3-way, ANSI Class 300, Cv 228 ¦Valve Actuator, Non fail-safe, AC/DC 24 V, 2...10 V, MFT/programmable | 9506.00
F780-300SHP+PKRXUP-MFT-T | Butterfly Valve | Water | Butterfly Valve (BFV), 3", 3-way, ANSI Class 300, Cv 228 ¦Configurable Valve Actuator, Electronic fail-safe, AC 24...240 V / DC 24...125 V, 2...10 V, 2 x SPDT, terminals, BACnet MS/TP Modbus RTU MP-Bus, MFT/programmable | 16533.00
F780-300SHP+PRBUP-3-T | Butterfly Valve | Water | Butterfly Valve (BFV), 3", 3-way, ANSI Class 300, Cv 228 ¦Valve Actuator, Non fail-safe, AC 24...240 V / DC 24...125 V, On/Off, Floating point, 2 x SPDT, terminals | 13542.00
F780-300SHP+PRBUP-MFT-T | Butterfly Valve | Water | Butterfly Valve (BFV), 3", 3-way, ANSI Class 300, Cv 228 ¦Valve Actuator, Non fail-safe, AC 24...240 V / DC 24...125 V, 2...10 V, 2 x SPDT, terminals, BACnet MS/TP Modbus RTU MP-Bus, MFT/programmable | 15319.00
F780-300SHP+PRXUP-MFT-T | Butterfly Valve | Water | Butterfly Valve (BFV), 3", 3-way, ANSI Class 300, Cv 228 ¦Configurable Valve Actuator, Non fail-safe, AC 24...240 V / DC 24...125 V, 2...10 V, 2 x SPDT, terminals, BACnet MS/TP Modbus RTU MP-Bus, MFT/programmable | 15319.00
F780HD+2*GKX24-MFT-X1 | Butterfly Valve | Water | Butterfly Valve (BFV), 3", 3-way, ANSI Class Consistent with 125, Cv 302 ¦Valve Actuator, Electronic fail-safe, AC/DC 24 V, 2...10 V, MFT/programmable | 4149.00
F780HD+2*GMB24-3-X1 | Butterfly Valve | Water | Butterfly Valve (BFV), 3", 3-way, ANSI Class Consistent with 125, Cv 302 ¦Valve Actuator, Non fail-safe, AC/DC 24 V, On/Off, Floating point | 2418.00
F780HD+2*GMCX24-3-T-X1 N4 | Butterfly Valve | Water | Butterfly Valve (BFV), 3", 3-way, ANSI Class Consistent with 125, Cv 302 ¦Valve Actuator, Non fail-safe, AC/DC 24 V, On/Off, Floating point, NEMA 4X, terminals | 4365.00
F780HD+2*GMX24-MFT-T-X1 N4 | Butterfly Valve | Water | Butterfly Valve (BFV), 3", 3-way, ANSI Class Consistent with 125, Cv 302 ¦Configurable Valve Actuator, Non fail-safe, AC/DC 24 V, 2...10 V, NEMA 4X, terminals | 5178.00
F780HD+2*GMX24-MFT-X1 | Butterfly Valve | Water | Butterfly Valve (BFV), 3", 3-way, ANSI Class Consistent with 125, Cv 302 ¦Valve Actuator, Non fail-safe, AC/DC 24 V, 2...10 V, MFT/programmable | 2977.00
F780HDU+GMB24-3-X1 | Butterfly Valve | Water | Butterfly Valve (BFV), 3", 3-way, ANSI Class Consistent with 125, Cv 302 ¦Valve Actuator, Non fail-safe, AC/DC 24 V, On/Off, Floating point | 1952.00
F780HDU+GMB24-MFT-X1 | Butterfly Valve | Water | Butterfly Valve (BFV), 3", 3-way, ANSI Class Consistent with 125, Cv 302 ¦Valve Actuator, Non fail-safe, AC/DC 24 V, 2...10 V, MFT/programmable | 2194.00
F780HDU+GMCX120-SR-T-X1 | Butterfly Valve | Water | Butterfly Valve (BFV), 3", 3-way, ANSI Class Consistent with 125, Cv 302 ¦Valve Actuator, Non fail-safe, AC 100...240 V, modulating | 2073.00
F780HDU+GMX24-MFT-X1 | Butterfly Valve | Water | Butterfly Valve (BFV), 3", 3-way, ANSI Class Consistent with 125, Cv 302 ¦Configurable Valve Actuator, Non fail-safe, AC/DC 24 V, 2...10 V, MFT/programmable | 2194.00
F780VIC+2*GKX24-MFT-X1 | Butterfly Valve | Water | Butterfly Valve (BFV), 3", 3-way, ANSI Class Grooved AWWA, Cv 440 ¦Valve Actuator, Electronic fail-safe, AC/DC 24 V, 2...10 V, MFT/programmable | 7448.00
F780VIC+2*GMX24-MFT-X1 | Butterfly Valve | Water | Butterfly Valve (BFV), 3", 3-way, ANSI Class Grooved AWWA, Cv 440 ¦Valve Actuator, Non fail-safe, AC/DC 24 V, 2...10 V, MFT/programmable | 6444.00
F780VIC+GMB24-3-X1 | Butterfly Valve | Water | Butterfly Valve (BFV), 3", 3-way, ANSI Class Grooved AWWA, Cv 440 ¦Valve Actuator, Non fail-safe, AC/DC 24 V, On/Off, Floating point | 5325.00
F780VIC+GMCX120-SR-T-X1 | Butterfly Valve | Water | Butterfly Valve (BFV), 3", 3-way, ANSI Class Grooved AWWA, Cv 440 ¦Valve Actuator, Non fail-safe, AC 100...240 V, modulating | 5485.00
F780VIC+PKRXUP-MFT-T | Butterfly Valve | Water | Butterfly Valve (BFV), 3", 3-way, ANSI Class Grooved AWWA, Cv 440 ¦Configurable Valve Actuator, Electronic fail-safe, AC 24...240 V / DC 24...125 V, 2...10 V, 2 x SPDT, terminals, BACnet MS/TP Modbus RTU MP-Bus, MFT/programmable | 10391.00
F780VIC+PRBUP-3-T | Butterfly Valve | Water | Butterfly Valve (BFV), 3", 3-way, ANSI Class Grooved AWWA, Cv 440 ¦Valve Actuator, Non fail-safe, AC 24...240 V / DC 24...125 V, On/Off, Floating point, 2 x SPDT, terminals | 6196.00
F780VIC+PRBUP-MFT-T | Butterfly Valve | Water | Butterfly Valve (BFV), 3", 3-way, ANSI Class Grooved AWWA, Cv 440 ¦Valve Actuator, Non fail-safe, AC 24...240 V / DC 24...125 V, 2...10 V, 2 x SPDT, terminals, BACnet MS/TP Modbus RTU MP-Bus, MFT/programmable | 7883.00
F780VIC+PRXUP-MFT-T | Butterfly Valve | Water | Butterfly Valve (BFV), 3", 3-way, ANSI Class Grooved AWWA, Cv 440 ¦Configurable Valve Actuator, Non fail-safe, AC 24...240 V / DC 24...125 V, 2...10 V, 2 x SPDT, terminals, BACnet MS/TP Modbus RTU MP-Bus, MFT/programmable | 7883.00
FCAPM | Mechanical Accessory | Accessory | remote mounting kit for PKB/PMB actuator | 1542.00
FGVL | Retrofit | Retrofit | Retrofit valve linkageFor Flanged Globe Valve with AVK/EV/RV Series Actuators | 1283.00
FGVL+AVKB120-3 | Retrofit | Retrofit | Retrofit valve linkageFor Flanged Globe Valve with AVK/EV/RV Series Actuators¦Valve Actuator, Electronic fail-safe, AC 100...240 V, On/Off, Floating point | 2144.00
FGVL+AVKB24-3 | Retrofit | Retrofit | Retrofit valve linkageFor Flanged Globe Valve with AVK/EV/RV Series Actuators¦Valve Actuator, Electronic fail-safe, AC 24 V, On/Off, Floating point | 2297.00
FGVL+AVKB24-MFT | Retrofit | Retrofit | Retrofit valve linkageFor Flanged Globe Valve with AVK/EV/RV Series Actuators¦Valve Actuator, Electronic fail-safe, AC/DC 24 V, 2...10 V, MFT/programmable | 2398.00
FGVL+AVKX120-3 | Retrofit | Retrofit | Retrofit valve linkageFor Flanged Globe Valve with AVK/EV/RV Series Actuators¦Valve Actuator, Electronic fail-safe, AC 100...240 V, On/Off, Floating point | 2168.00
FGVL+AVKX24-3 | Retrofit | Retrofit | Retrofit valve linkageFor Flanged Globe Valve with AVK/EV/RV Series Actuators¦Valve Actuator, Electronic fail-safe, AC 24 V, On/Off, Floating point | 2297.00
FGVL+AVKX24-MFT | Retrofit | Retrofit | Retrofit valve linkageFor Flanged Globe Valve with AVK/EV/RV Series Actuators¦Valve Actuator, Electronic fail-safe, AC/DC 24 V, 2...10 V, MFT/programmable | 2398.00
FGVL+EVB120-3 | Retrofit | Retrofit | Retrofit valve linkageFor Flanged Globe Valve with AVK/EV/RV Series Actuators¦Valve Actuator, Non fail-safe, AC 100...240 V, On/Off, Floating point | 1913.00
FGVL+EVB24-3 | Retrofit | Retrofit | Retrofit valve linkageFor Flanged Globe Valve with AVK/EV/RV Series Actuators¦Valve Actuator, Non fail-safe, AC/DC 24 V, On/Off, Floating point | 1810.00
FGVL+EVB24-MFT | Retrofit | Retrofit | Retrofit valve linkageFor Flanged Globe Valve with AVK/EV/RV Series Actuators¦Valve Actuator, Non fail-safe, AC/DC 24 V, 2...10 V, MFT/programmable | 1883.00
FGVL+EVB24-SR | Retrofit | Retrofit | Retrofit valve linkageFor Flanged Globe Valve with AVK/EV/RV Series Actuators¦Valve Actuator, Non fail-safe, AC/DC 24 V, 2...10 V, modulating | 1869.00
FGVL+EVX120-3 | Retrofit | Retrofit | Retrofit valve linkageFor Flanged Globe Valve with AVK/EV/RV Series Actuators¦Valve Actuator, Non fail-safe, AC 100...240 V, On/Off, Floating point | 1913.00
FGVL+EVX24-3 | Retrofit | Retrofit | Retrofit valve linkageFor Flanged Globe Valve with AVK/EV/RV Series Actuators¦Valve Actuator, Non fail-safe, AC/DC 24 V, On/Off, Floating point | 1810.00
FGVL+EVX24-MFT | Retrofit | Retrofit | Retrofit valve linkageFor Flanged Globe Valve with AVK/EV/RV Series Actuators¦Valve Actuator, Non fail-safe, AC/DC 24 V, 2...10 V, MFT/programmable | 1883.00
FGVL+EVX24-SR | Retrofit | Retrofit | Retrofit valve linkageFor Flanged Globe Valve with AVK/EV/RV Series Actuators¦Valve Actuator, Non fail-safe, AC/DC 24 V, 2...10 V, modulating | 1869.00
FGVL+RVB24-3 | Retrofit | Retrofit | Retrofit valve linkageFor Flanged Globe Valve with AVK/EV/RV Series Actuators¦Valve Actuator, Non fail-safe, AC/DC 24 V, On/Off, Floating point | 2040.00
FGVL+RVB24-MFT | Retrofit | Retrofit | Retrofit valve linkageFor Flanged Globe Valve with AVK/EV/RV Series Actuators¦Valve Actuator, Non fail-safe, AC/DC 24 V, 2...10 V, MFT/programmable | 2128.00
FGVL+RVX24-3 | Retrofit | Retrofit | Retrofit valve linkageFor Flanged Globe Valve with AVK/EV/RV Series Actuators¦Valve Actuator, Non fail-safe, AC/DC 24 V, On/Off, Floating point | 2040.00
FGVL+RVX24-MFT | Retrofit | Retrofit | Retrofit valve linkageFor Flanged Globe Valve with AVK/EV/RV Series Actuators¦Valve Actuator, Non fail-safe, AC/DC 24 V, 2...10 V, MFT/programmable | 2128.00
FM050 | Flow Sensor | Water | Flow sensor 1/2", ∆p 1.75 psi, FS 6.6 GPM | 634.00
FM075 | Flow Sensor | Water | Flow sensor 3/4", ∆p 1.89 psi, FS 12.4 GPM | 643.00
FM100 | Flow Sensor | Water | Flow sensor 1", ∆p 1.18 psi, FS 21.8 GPM | 850.00
FM125 | Flow Sensor | Water | Flow sensor 1 1/4", ∆p 0.9 psi, FS 34.2 GPM | 1318.00
FM150 | Flow Sensor | Water | Flow sensor 1 1/2", ∆p 1.02 psi, FS 47.5 GPM | 1416.00
FM200 | Flow Sensor | Water | Flow sensor 2", ∆p 2.16 psi, FS 91.2 GPM | 1635.00
FM250 | Flow Sensor | Water | Flow sensor 2 1/2", ANSI Class 125, ∆p 1.75 psi, FS 152 GPM | 6408.00
FM250-250 | Flow Sensor | Water | Flow sensor 2 1/2", ANSI Class 250, ∆p 1.75 psi, FS 152 GPM | 8331.00
FM300 | Flow Sensor | Water | Flow sensor 3", ANSI Class 125, ∆p 1.89 psi, FS 215 GPM | 7035.00
FM300-250 | Flow Sensor | Water | Flow sensor 3", ANSI Class 250, ∆p 1.89 psi, FS 215 GPM | 9145.00
FM400 | Flow Sensor | Water | Flow sensor 4", ANSI Class 125, ∆p 1.75 psi, FS 380 GPM | 7576.00
FM400-250 | Flow Sensor | Water | Flow sensor 4", ANSI Class 250, ∆p 1.75 psi, FS 380 GPM | 9848.00
FM500 | Flow Sensor | Water | Flow sensor 5", ANSI Class 125, ∆p 1.89 psi, FS 594 GPM | 8254.00
FM500-250 | Flow Sensor | Water | Flow sensor 5", ANSI Class 250, ∆p 1.89 psi, FS 594 GPM | 10731.00
FM600 | Flow Sensor | Water | Flow sensor 6", ANSI Class 125, ∆p 2.18 psi, FS 855 GPM | 8895.00
FM600-250 | Flow Sensor | Water | Flow sensor 6", ANSI Class 250, ∆p 2.18 psi, FS 855 GPM | 11563.00
FO15010 | Mechanical Accessory | Accessory | Flow orifice, 1/2" for 1.0 GPMFor Belimo ZoneTight™ | 95.00
FO15025 | Mechanical Accessory | Accessory | Flow orifice, 1/2" for 2.5 GPMFor Belimo ZoneTight™ | 95.00
FO15055 | Mechanical Accessory | Accessory | Flow orifice, 1/2" for 5.5 GPMFor Belimo ZoneTight™ | 93.00
FO20100 | Mechanical Accessory | Accessory | Flow orifice, 3/4" for 10.0 GPMFor Belimo ZoneTight™ | 101.00
FSAF120A | Fire & Smoke Actuator | Fire & Smoke | Fire & Smoke Actuator, 180 in-lb [20 Nm], Spring return, AC 120 V, On/Off | 868.00
FSAF120A.1 | Fire & Smoke Actuator | Fire & Smoke | Fire & Smoke Actuator, 180 in-lb [20 Nm], Spring return, AC 120 V, On/Off Multipack 60 pcs. | 848.00
FSAF120A-S | Fire & Smoke Actuator | Fire & Smoke | Fire & Smoke Actuator, 180 in-lb [20 Nm], Spring return, AC 120 V, On/Off, 2 x SPST | 999.00
FSAF120A-S.1 | Fire & Smoke Actuator | Fire & Smoke | Fire & Smoke Actuator, 180 in-lb [20 Nm], Spring return, AC 120 V, On/Off, 2 x SPST Multipack 60 pcs. | 976.00
FSAF230A | Fire & Smoke Actuator | Fire & Smoke | Fire & Smoke Actuator, 180 in-lb [20 Nm], Spring return, AC 230 V, On/Off | 1027.00
FSAF230A.1 | Fire & Smoke Actuator | Fire & Smoke | Fire & Smoke Actuator, 180 in-lb [20 Nm], Spring return, AC 230 V, On/Off Multipack 60 pcs. | 1003.00
FSAF230A-S | Fire & Smoke Actuator | Fire & Smoke | Fire & Smoke Actuator, 180 in-lb [20 Nm], Spring return, AC 230 V, On/Off, 2 x SPST | 1159.00
FSAF230A-S.1 | Fire & Smoke Actuator | Fire & Smoke | Fire & Smoke Actuator, 180 in-lb [20 Nm], Spring return, AC 230 V, On/Off, 2 x SPST Multipack 60 pcs. | 1133.00
FSAF24A | Fire & Smoke Actuator | Fire & Smoke | Fire & Smoke Actuator, 180 in-lb [20 Nm], Spring return, AC/DC 24 V, On/Off | 790.00
FSAF24A.1 | Fire & Smoke Actuator | Fire & Smoke | Fire & Smoke Actuator, 180 in-lb [20 Nm], Spring return, AC/DC 24 V, On/Off Multipack 60 pcs. | 771.00
FSAF24A-S | Fire & Smoke Actuator | Fire & Smoke | Fire & Smoke Actuator, 180 in-lb [20 Nm], Spring return, AC/DC 24 V, On/Off, 2 x SPST | 921.00
FSAF24A-S.1 | Fire & Smoke Actuator | Fire & Smoke | Fire & Smoke Actuator, 180 in-lb [20 Nm], Spring return, AC/DC 24 V, On/Off, 2 x SPST Multipack 60 pcs. | 901.00
FSAFB24-SR | Fire & Smoke Actuator | Fire & Smoke | Fire & Smoke Actuator, 180 in-lb [20 Nm], Spring return, AC/DC 24 V, 2...10 V, modulating | 987.00
FSAFB24-SR-S | Fire & Smoke Actuator | Fire & Smoke | Fire & Smoke Actuator, 180 in-lb [20 Nm], Spring return, AC/DC 24 V, 2...10 V, 2 x SPDT, modulating | 1119.00
FSLF120 US | Fire & Smoke Actuator | Fire & Smoke | Fire & Smoke Actuator, 30 in-lb [3.5 Nm] from 32...350°F [0...177°C], Spring return, AC 120 V, On/Off | 544.00
FSLF120.1 US | Fire & Smoke Actuator | Fire & Smoke | Fire & Smoke Actuator, 30 in-lb [3.5 Nm], Spring return, AC 120 V, On/Off Multipack 135 pcs. | 532.00
FSLF120-FC US | Fire & Smoke Actuator | Fire & Smoke | Fire & Smoke Actuator, 30 in-lb [3.5 Nm] from 32...350°F [0...177°C], Spring return, AC 120 V, On/Off | 561.00
FSLF120-FC.1 US | Fire & Smoke Actuator | Fire & Smoke | Fire & Smoke Actuator, 30 in-lb [3.5 Nm], Spring return, AC 120 V, On/Off Multipack 135 pcs. | 548.00
FSLF120-S US | Fire & Smoke Actuator | Fire & Smoke | Fire & Smoke Actuator, 30 in-lb [3.5 Nm] from 32...350°F [0...177°C], Spring return, AC 120 V, On/Off, 2 x SPST | 639.00
FSLF120-S.1 US | Fire & Smoke Actuator | Fire & Smoke | Fire & Smoke Actuator, 30 in-lb [3.5 Nm], Spring return, AC 120 V, On/Off, 2 x SPST Multipack 135 pcs. | 625.00
FSLF120-S-FC US | Fire & Smoke Actuator | Fire & Smoke | Fire & Smoke Actuator, 30 in-lb [3.5 Nm] from 32...350°F [0...177°C], Spring return, AC 120 V, On/Off, 2 x SPST | 658.00
FSLF120-S-FC.1 US | Fire & Smoke Actuator | Fire & Smoke | Fire & Smoke Actuator, 30 in-lb [3.5 Nm], Spring return, AC 120 V, On/Off, 2 x SPST Multipack 135 pcs. | 642.00
FSLF230 US | Fire & Smoke Actuator | Fire & Smoke | Fire & Smoke Actuator, 30 in-lb [3.5 Nm] from 32...350°F [0...177°C], Spring return, AC 230 V, On/Off | 647.00
FSLF230-S US | Fire & Smoke Actuator | Fire & Smoke | Fire & Smoke Actuator, 30 in-lb [3.5 Nm] from 32...350°F [0...177°C], Spring return, AC 230 V, On/Off, 2 x SPST | 743.00
FSLF24 US | Fire & Smoke Actuator | Fire & Smoke | Fire & Smoke Actuator, 30 in-lb [3.5 Nm] from 32...350°F [0...177°C], Spring return, AC/DC 24 V, On/Off | 494.00
FSLF24.1 US | Fire & Smoke Actuator | Fire & Smoke | Fire & Smoke Actuator, 30 in-lb [3.5 Nm], Spring return, AC/DC 24 V, On/Off Multipack 135 pcs. | 483.00
FSLF24-FC US | Fire & Smoke Actuator | Fire & Smoke | Fire & Smoke Actuator, 30 in-lb [3.5 Nm] from 32...350°F [0...177°C], Spring return, AC/DC 24 V, On/Off | 509.00
FSLF24-FC.1 US | Fire & Smoke Actuator | Fire & Smoke | Fire & Smoke Actuator, 30 in-lb [3.5 Nm], Spring return, AC/DC 24 V, On/Off Multipack 135 pcs. | 498.00
FSLF24-S US | Fire & Smoke Actuator | Fire & Smoke | Fire & Smoke Actuator, 30 in-lb [3.5 Nm] from 32...350°F [0...177°C], Spring return, AC/DC 24 V, On/Off, 2 x SPST | 589.00
FSLF24-S-FC US | Fire & Smoke Actuator | Fire & Smoke | Fire & Smoke Actuator, 30 in-lb [3.5 Nm] from 32...350°F [0...177°C], Spring return, AC/DC 24 V, On/Off, 2 x SPST | 608.00
FSNF120 US | Fire & Smoke Actuator | Fire & Smoke | Fire & Smoke Actuator, 70 in-lb [8 Nm] from 32...350°F [0...177°C], Spring return, AC 120 V, On/Off | 703.00
FSNF120.1 US | Fire & Smoke Actuator | Fire & Smoke | Fire & Smoke Actuator, 70 in-lb [8 Nm], Spring return, AC 120 V, On/Off; Multipack 60 pcs. | 686.00
FSNF120-FC US | Fire & Smoke Actuator | Fire & Smoke | Fire & Smoke Actuator, 70 in-lb [8 Nm] from 32...350°F [0...177°C], Spring return, AC 120 V, On/Off | 725.00
FSNF120-FC.1 US | Fire & Smoke Actuator | Fire & Smoke | Fire & Smoke Actuator, 70 in-lb [8 Nm], Spring return, AC 120 V, On/Off; Multipack 60 pcs. | 708.00
FSNF120-S US | Fire & Smoke Actuator | Fire & Smoke | Fire & Smoke Actuator, 70 in-lb [8 Nm] from 32...350°F [0...177°C], Spring return, AC 120 V, On/Off, 2 x SPDT | 834.00
FSNF120-S.1 US | Fire & Smoke Actuator | Fire & Smoke | Fire & Smoke Actuator, 70 in-lb [8 Nm], Spring return, AC 120 V, On/Off, 2 x SPST; Multipack 60 pcs. | 815.00
FSNF120-S-FC US | Fire & Smoke Actuator | Fire & Smoke | Fire & Smoke Actuator, 70 in-lb [8 Nm] from 32...350°F [0...177°C], Spring return, AC 120 V, On/Off, 2 x SPDT | 859.00
FSNF120-S-FC.1 US | Fire & Smoke Actuator | Fire & Smoke | Fire & Smoke Actuator, 70 in-lb [8 Nm], Spring return, AC 120 V, On/Off, 2 x SPST; Multipack 60 pcs. | 840.00
FSNF230 US | Fire & Smoke Actuator | Fire & Smoke | Fire & Smoke Actuator, 70 in-lb [8 Nm] from 32...350°F [0...177°C], Spring return, AC 230 V, On/Off | 843.00
FSNF230-S US | Fire & Smoke Actuator | Fire & Smoke | Fire & Smoke Actuator, 70 in-lb [8 Nm] from 32...350°F [0...177°C], Spring return, AC 230 V, On/Off, 2 x SPDT | 974.00
FSNF24 US | Fire & Smoke Actuator | Fire & Smoke | Fire & Smoke Actuator, 70 in-lb [8 Nm] from 32...350°F [0...177°C], Spring return, AC/DC 24 V, On/Off | 639.00
FSNF24-FC US | Fire & Smoke Actuator | Fire & Smoke | Fire & Smoke Actuator, 70 in-lb [8 Nm] from 32...350°F [0...177°C], Spring return, AC/DC 24 V, On/Off | 658.00
FSNF24-FC.1 US | Fire & Smoke Actuator | Fire & Smoke | Fire & Smoke Actuator, 70 in-lb [8 Nm], Spring return, AC/DC 24 V, On/Off; Multipack 60 pcs. | 642.00
FSNF24-S US | Fire & Smoke Actuator | Fire & Smoke | Fire & Smoke Actuator, 70 in-lb [8 Nm] from 32...350°F [0...177°C], Spring return, AC/DC 24 V, On/Off, 2 x SPDT | 770.00
FSNF24-S.1 US | Fire & Smoke Actuator | Fire & Smoke | Fire & Smoke Actuator, 70 in-lb [8 Nm], Spring return, AC/DC 24 V, On/Off, 2 x SPST; Multipack 60 pcs. | 752.00
FSNF24-S-FC US | Fire & Smoke Actuator | Fire & Smoke | Fire & Smoke Actuator, 70 in-lb [8 Nm] from 32...350°F [0...177°C], Spring return, AC/DC 24 V, On/Off, 2 x SPDT | 794.00
FSTF120 US | Fire & Smoke Actuator | Fire & Smoke | Fire & Smoke Actuator, 18 in-lb [2 Nm], Spring return, AC 120 V, On/Off | 396.00
FSTF120.1 US | Fire & Smoke Actuator | Fire & Smoke | Fire & Smoke Actuator, 18 in-lb [2 Nm], Spring return, AC 120 V, On/Off Multipack 150 pcs. | 388.00
FSTF120-S US | Fire & Smoke Actuator | Fire & Smoke | Fire & Smoke Actuator, 18 in-lb [2 Nm], Spring return, AC 120 V, On/Off, 2 x SPST | 486.00
FSTF120-S.1 US | Fire & Smoke Actuator | Fire & Smoke | Fire & Smoke Actuator, 18 in-lb [2 Nm], Spring return, AC 120 V, On/Off, 2 x SPST Multipack 150 pcs. | 476.00
FSTF230 US | Fire & Smoke Actuator | Fire & Smoke | Fire & Smoke Actuator, 18 in-lb [2 Nm], Spring return, AC 230 V, On/Off | 492.00
FSTF230.1 US | Fire & Smoke Actuator | Fire & Smoke | Fire & Smoke Actuator, 2 Nm, Spring return, AC 230 V, On/Off Multipack 60 pcs. | 492.00
FSTF230-S US | Fire & Smoke Actuator | Fire & Smoke | Fire & Smoke Actuator, 18 in-lb [2 Nm], Spring return, AC 230 V, On/Off, 2 x SPST | 583.00
FSTF230-S.1 US | Fire & Smoke Actuator | Fire & Smoke | Fire & Smoke Actuator, 18 in-lb [2 Nm], Spring return, AC 230 V, On/Off, 2 x SPST Multipack 60 pcs. | 583.00
FSTF24 US | Fire & Smoke Actuator | Fire & Smoke | Fire & Smoke Actuator, 18 in-lb [2 Nm], Spring return, AC/DC 24 V, On/Off | 358.00
FSTF24.1 US | Fire & Smoke Actuator | Fire & Smoke | Fire & Smoke Actuator, 18 in-lb [2 Nm], Spring return, AC/DC 24 V, On/Off Multipack 60 pcs. | 358.00
FSTF24-S US | Fire & Smoke Actuator | Fire & Smoke | Fire & Smoke Actuator, 18 in-lb [2 Nm], Spring return, AC/DC 24 V, On/Off, 2 x SPST | 448.00
FSTF24-S.1 US | Fire & Smoke Actuator | Fire & Smoke | Fire & Smoke Actuator, 18 in-lb [2 Nm], Spring return, AC/DC 24 V, On/Off, 2 x SPST Multipack 60 pcs. | 438.00
G215B-C | Globe Valve | Water | Globe Valve (GV), 1/2", 2-way, ANSI Class 250, Cv 0.4 | 277.00
G215B-C+LF120 US | Globe Valve | Water | Globe Valve (GV), 1/2", 2-way, ANSI Class 250, Cv 0.4 ¦Valve Actuator, Spring return, AC 120 V, On/Off | 1348.00
G215B-C+LF120-S US | Globe Valve | Water | Globe Valve (GV), 1/2", 2-way, ANSI Class 250, Cv 0.4 ¦Valve Actuator, Spring return, AC 120 V, On/Off, 1 x SPDT | 1416.00
G215B-C+LF24 US | Globe Valve | Water | Globe Valve (GV), 1/2", 2-way, ANSI Class 250, Cv 0.4 ¦Valve Actuator, Spring return, AC/DC 24 V, On/Off | 1304.00
G215B-C+LF24-3 US | Globe Valve | Water | Globe Valve (GV), 1/2", 2-way, ANSI Class 250, Cv 0.4 ¦Valve Actuator, Spring return, AC/DC 24 V, On/Off, Floating point | 1393.00
G215B-C+LF24-MFT US | Globe Valve | Water | Globe Valve (GV), 1/2", 2-way, ANSI Class 250, Cv 0.4 ¦Configurable Valve Actuator, Spring return, AC/DC 24 V, 2...10 V, MFT/programmable | 1506.00
G215B-C+LF24-S US | Globe Valve | Water | Globe Valve (GV), 1/2", 2-way, ANSI Class 250, Cv 0.4 ¦Valve Actuator, Spring return, AC/DC 24 V, On/Off, 1 x SPDT | 1372.00
G215B-C+LF24-SR US | Globe Valve | Water | Globe Valve (GV), 1/2", 2-way, ANSI Class 250, Cv 0.4 ¦Valve Actuator, Spring return, AC/DC 24 V, 2...10 V, modulating | 1428.00
G215B-C+LVB24-3 | Globe Valve | Water | Globe Valve (GV), 1/2", 2-way, ANSI Class 250, Cv 0.4 ¦Valve Actuator, Non fail-safe, AC/DC 24 V, On/Off, Floating point | 922.00
G215B-C+LVB24-SR | Globe Valve | Water | Globe Valve (GV), 1/2", 2-way, ANSI Class 250, Cv 0.4 ¦Valve Actuator, Non fail-safe, AC/DC 24 V, 2...10 V, modulating | 1025.00
G215B-C+LVKB24-3 | Globe Valve | Water | Globe Valve (GV), 1/2", 2-way, ANSI Class 250, Cv 0.4 ¦Valve Actuator, Electronic fail-safe, AC 24 V, On/Off, Floating point | 1101.00
G215B-C+LVKB24-MFT | Globe Valve | Water | Globe Valve (GV), 1/2", 2-way, ANSI Class 250, Cv 0.4 ¦Valve Actuator, Electronic fail-safe, AC/DC 24 V, 2...10 V, MFT/programmable | 1258.00
G215B-C+LVKB24-SR | Globe Valve | Water | Globe Valve (GV), 1/2", 2-way, ANSI Class 250, Cv 0.4 ¦Valve Actuator, Electronic fail-safe, AC/DC 24 V, 2...10 V, modulating | 1192.00
G215B-C+LVKX24-3 | Globe Valve | Water | Globe Valve (GV), 1/2", 2-way, ANSI Class 250, Cv 0.4 ¦Valve Actuator, Electronic fail-safe, AC 24 V, On/Off, Floating point | 1101.00
G215B-C+LVKX24-MFT | Globe Valve | Water | Globe Valve (GV), 1/2", 2-way, ANSI Class 250, Cv 0.4 ¦Valve Actuator, Electronic fail-safe, AC/DC 24 V, 2...10 V, MFT/programmable | 1258.00
G215B-C+LVKX24-SR | Globe Valve | Water | Globe Valve (GV), 1/2", 2-way, ANSI Class 250, Cv 0.4 ¦Valve Actuator, Electronic fail-safe, AC/DC 24 V, 2...10 V, modulating | 1192.00
G215B-C+LVX120-3 | Globe Valve | Water | Globe Valve (GV), 1/2", 2-way, ANSI Class 250, Cv 0.4 ¦Valve Actuator, Non fail-safe, AC 100...240 V, On/Off, Floating point | 1000.00
G215B-C+LVX24-3 | Globe Valve | Water | Globe Valve (GV), 1/2", 2-way, ANSI Class 250, Cv 0.4 ¦Valve Actuator, Non fail-safe, AC/DC 24 V, On/Off, Floating point | 922.00
G215B-C+LVX24-MFT | Globe Valve | Water | Globe Valve (GV), 1/2", 2-way, ANSI Class 250, Cv 0.4 ¦Valve Actuator, Non fail-safe, AC/DC 24 V, 2...10 V, MFT/programmable | 1090.00
G215B-C+LVX24-SR | Globe Valve | Water | Globe Valve (GV), 1/2", 2-way, ANSI Class 250, Cv 0.4 ¦Valve Actuator, Non fail-safe, AC/DC 24 V, 2...10 V, modulating | 1025.00
G215B-F | Globe Valve | Water | Globe Valve (GV), 1/2", 2-way, ANSI Class 250, Cv 1.3 | 277.00
G215B-F+LF120 US | Globe Valve | Water | Globe Valve (GV), 1/2", 2-way, ANSI Class 250, Cv 1.3 ¦Valve Actuator, Spring return, AC 120 V, On/Off | 1350.00
G215B-F+LF120-S US | Globe Valve | Water | Globe Valve (GV), 1/2", 2-way, ANSI Class 250, Cv 1.3 ¦Valve Actuator, Spring return, AC 120 V, On/Off, 1 x SPDT | 1418.00
G215B-F+LF24 US | Globe Valve | Water | Globe Valve (GV), 1/2", 2-way, ANSI Class 250, Cv 1.3 ¦Valve Actuator, Spring return, AC/DC 24 V, On/Off | 1306.00
G215B-F+LF24-3 US | Globe Valve | Water | Globe Valve (GV), 1/2", 2-way, ANSI Class 250, Cv 1.3 ¦Valve Actuator, Spring return, AC/DC 24 V, On/Off, Floating point | 1396.00
G215B-F+LF24-MFT US | Globe Valve | Water | Globe Valve (GV), 1/2", 2-way, ANSI Class 250, Cv 1.3 ¦Configurable Valve Actuator, Spring return, AC/DC 24 V, 2...10 V, MFT/programmable | 1510.00
G215B-F+LF24-S US | Globe Valve | Water | Globe Valve (GV), 1/2", 2-way, ANSI Class 250, Cv 1.3 ¦Valve Actuator, Spring return, AC/DC 24 V, On/Off, 1 x SPDT | 1374.00
G215B-F+LF24-SR US | Globe Valve | Water | Globe Valve (GV), 1/2", 2-way, ANSI Class 250, Cv 1.3 ¦Valve Actuator, Spring return, AC/DC 24 V, 2...10 V, modulating | 1431.00
G215B-F+LVB24-3 | Globe Valve | Water | Globe Valve (GV), 1/2", 2-way, ANSI Class 250, Cv 1.3 ¦Valve Actuator, Non fail-safe, AC/DC 24 V, On/Off, Floating point | 925.00
G215B-F+LVB24-SR | Globe Valve | Water | Globe Valve (GV), 1/2", 2-way, ANSI Class 250, Cv 1.3 ¦Valve Actuator, Non fail-safe, AC/DC 24 V, 2...10 V, modulating | 1029.00
G215B-F+LVKB24-3 | Globe Valve | Water | Globe Valve (GV), 1/2", 2-way, ANSI Class 250, Cv 1.3 ¦Valve Actuator, Electronic fail-safe, AC 24 V, On/Off, Floating point | 1104.00
G215B-F+LVKB24-MFT | Globe Valve | Water | Globe Valve (GV), 1/2", 2-way, ANSI Class 250, Cv 1.3 ¦Valve Actuator, Electronic fail-safe, AC/DC 24 V, 2...10 V, MFT/programmable | 1260.00
G215B-F+LVKB24-SR | Globe Valve | Water | Globe Valve (GV), 1/2", 2-way, ANSI Class 250, Cv 1.3 ¦Valve Actuator, Electronic fail-safe, AC/DC 24 V, 2...10 V, modulating | 1195.00
G215B-F+LVKX24-3 | Globe Valve | Water | Globe Valve (GV), 1/2", 2-way, ANSI Class 250, Cv 1.3 ¦Valve Actuator, Electronic fail-safe, AC 24 V, On/Off, Floating point | 1104.00
G215B-F+LVKX24-MFT | Globe Valve | Water | Globe Valve (GV), 1/2", 2-way, ANSI Class 250, Cv 1.3 ¦Valve Actuator, Electronic fail-safe, AC/DC 24 V, 2...10 V, MFT/programmable | 1260.00
G215B-F+LVKX24-SR | Globe Valve | Water | Globe Valve (GV), 1/2", 2-way, ANSI Class 250, Cv 1.3 ¦Valve Actuator, Electronic fail-safe, AC/DC 24 V, 2...10 V, modulating | 1195.00
G215B-F+LVX120-3 | Globe Valve | Water | Globe Valve (GV), 1/2", 2-way, ANSI Class 250, Cv 1.3 ¦Valve Actuator, Non fail-safe, AC 100...240 V, On/Off, Floating point | 1004.00
G215B-F+LVX24-3 | Globe Valve | Water | Globe Valve (GV), 1/2", 2-way, ANSI Class 250, Cv 1.3 ¦Valve Actuator, Non fail-safe, AC/DC 24 V, On/Off, Floating point | 925.00
G215B-F+LVX24-MFT | Globe Valve | Water | Globe Valve (GV), 1/2", 2-way, ANSI Class 250, Cv 1.3 ¦Valve Actuator, Non fail-safe, AC/DC 24 V, 2...10 V, MFT/programmable | 1093.00
G215B-F+LVX24-SR | Globe Valve | Water | Globe Valve (GV), 1/2", 2-way, ANSI Class 250, Cv 1.3 ¦Valve Actuator, Non fail-safe, AC/DC 24 V, 2...10 V, modulating | 1029.00
G215B-G | Globe Valve | Water | Globe Valve (GV), 1/2", 2-way, ANSI Class 250, Cv 2.2 | 277.00
G215B-G+LF120 US | Globe Valve | Water | Globe Valve (GV), 1/2", 2-way, ANSI Class 250, Cv 2.2 ¦Valve Actuator, Spring return, AC 120 V, On/Off | 1353.00
G215B-G+LF120-S US | Globe Valve | Water | Globe Valve (GV), 1/2", 2-way, ANSI Class 250, Cv 2.2 ¦Valve Actuator, Spring return, AC 120 V, On/Off, 1 x SPDT | 1421.00
G215B-G+LF24 US | Globe Valve | Water | Globe Valve (GV), 1/2", 2-way, ANSI Class 250, Cv 2.2 ¦Valve Actuator, Spring return, AC/DC 24 V, On/Off | 1308.00
G215B-G+LF24-3 US | Globe Valve | Water | Globe Valve (GV), 1/2", 2-way, ANSI Class 250, Cv 2.2 ¦Valve Actuator, Spring return, AC/DC 24 V, On/Off, Floating point | 1401.00
G215B-G+LF24-MFT US | Globe Valve | Water | Globe Valve (GV), 1/2", 2-way, ANSI Class 250, Cv 2.2 ¦Configurable Valve Actuator, Spring return, AC/DC 24 V, 2...10 V, MFT/programmable | 1512.00
G215B-G+LF24-S US | Globe Valve | Water | Globe Valve (GV), 1/2", 2-way, ANSI Class 250, Cv 2.2 ¦Valve Actuator, Spring return, AC/DC 24 V, On/Off, 1 x SPDT | 1377.00
G215B-G+LF24-SR US | Globe Valve | Water | Globe Valve (GV), 1/2", 2-way, ANSI Class 250, Cv 2.2 ¦Valve Actuator, Spring return, AC/DC 24 V, 2...10 V, modulating | 1435.00
G215B-G+LVB24-3 | Globe Valve | Water | Globe Valve (GV), 1/2", 2-way, ANSI Class 250, Cv 2.2 ¦Valve Actuator, Non fail-safe, AC/DC 24 V, On/Off, Floating point | 928.00
G215B-G+LVB24-SR | Globe Valve | Water | Globe Valve (GV), 1/2", 2-way, ANSI Class 250, Cv 2.2 ¦Valve Actuator, Non fail-safe, AC/DC 24 V, 2...10 V, modulating | 1032.00
G215B-G+LVKB24-3 | Globe Valve | Water | Globe Valve (GV), 1/2", 2-way, ANSI Class 250, Cv 2.2 ¦Valve Actuator, Electronic fail-safe, AC 24 V, On/Off, Floating point | 1107.00
G215B-G+LVKB24-MFT | Globe Valve | Water | Globe Valve (GV), 1/2", 2-way, ANSI Class 250, Cv 2.2 ¦Valve Actuator, Electronic fail-safe, AC/DC 24 V, 2...10 V, MFT/programmable | 1263.00
G215B-G+LVKB24-SR | Globe Valve | Water | Globe Valve (GV), 1/2", 2-way, ANSI Class 250, Cv 2.2 ¦Valve Actuator, Electronic fail-safe, AC/DC 24 V, 2...10 V, modulating | 1199.00
G215B-G+LVKX24-3 | Globe Valve | Water | Globe Valve (GV), 1/2", 2-way, ANSI Class 250, Cv 2.2 ¦Valve Actuator, Electronic fail-safe, AC 24 V, On/Off, Floating point | 1107.00
G215B-G+LVKX24-MFT | Globe Valve | Water | Globe Valve (GV), 1/2", 2-way, ANSI Class 250, Cv 2.2 ¦Valve Actuator, Electronic fail-safe, AC/DC 24 V, 2...10 V, MFT/programmable | 1263.00
G215B-G+LVKX24-SR | Globe Valve | Water | Globe Valve (GV), 1/2", 2-way, ANSI Class 250, Cv 2.2 ¦Valve Actuator, Electronic fail-safe, AC/DC 24 V, 2...10 V, modulating | 1199.00
G215B-G+LVX120-3 | Globe Valve | Water | Globe Valve (GV), 1/2", 2-way, ANSI Class 250, Cv 2.2 ¦Valve Actuator, Non fail-safe, AC 100...240 V, On/Off, Floating point | 1007.00
G215B-G+LVX24-3 | Globe Valve | Water | Globe Valve (GV), 1/2", 2-way, ANSI Class 250, Cv 2.2 ¦Valve Actuator, Non fail-safe, AC/DC 24 V, On/Off, Floating point | 928.00
G215B-G+LVX24-MFT | Globe Valve | Water | Globe Valve (GV), 1/2", 2-way, ANSI Class 250, Cv 2.2 ¦Valve Actuator, Non fail-safe, AC/DC 24 V, 2...10 V, MFT/programmable | 1096.00
G215B-G+LVX24-SR | Globe Valve | Water | Globe Valve (GV), 1/2", 2-way, ANSI Class 250, Cv 2.2 ¦Valve Actuator, Non fail-safe, AC/DC 24 V, 2...10 V, modulating | 1032.00
G215B-J | Globe Valve | Water | Globe Valve (GV), 1/2", 2-way, ANSI Class 250, Cv 4.4 | 277.00
G215B-J+LF120 US | Globe Valve | Water | Globe Valve (GV), 1/2", 2-way, ANSI Class 250, Cv 4.4 ¦Valve Actuator, Spring return, AC 120 V, On/Off | 1355.00
G215B-J+LF120-S US | Globe Valve | Water | Globe Valve (GV), 1/2", 2-way, ANSI Class 250, Cv 4.4 ¦Valve Actuator, Spring return, AC 120 V, On/Off, 1 x SPDT | 1424.00
G215B-J+LF24 US | Globe Valve | Water | Globe Valve (GV), 1/2", 2-way, ANSI Class 250, Cv 4.4 ¦Valve Actuator, Spring return, AC/DC 24 V, On/Off | 1311.00
G215B-J+LF24-3 US | Globe Valve | Water | Globe Valve (GV), 1/2", 2-way, ANSI Class 250, Cv 4.4 ¦Valve Actuator, Spring return, AC/DC 24 V, On/Off, Floating point | 1404.00
G215B-J+LF24-MFT US | Globe Valve | Water | Globe Valve (GV), 1/2", 2-way, ANSI Class 250, Cv 4.4 ¦Configurable Valve Actuator, Spring return, AC/DC 24 V, 2...10 V, MFT/programmable | 1514.00
G215B-J+LF24-MFT-S US | Globe Valve | Water | Globe Valve (GV), 1/2", 2-way, ANSI Class 250, Cv 4.4 ¦Configurable Valve Actuator, Spring return, AC/DC 24 V, 2...10 V, 1 x SPDT, MFT/programmable | 1584.00
G215B-J+LF24-S US | Globe Valve | Water | Globe Valve (GV), 1/2", 2-way, ANSI Class 250, Cv 4.4 ¦Valve Actuator, Spring return, AC/DC 24 V, On/Off, 1 x SPDT | 1380.00
G215B-J+LF24-SR US | Globe Valve | Water | Globe Valve (GV), 1/2", 2-way, ANSI Class 250, Cv 4.4 ¦Valve Actuator, Spring return, AC/DC 24 V, 2...10 V, modulating | 1437.00
G215B-J+LVB24-3 | Globe Valve | Water | Globe Valve (GV), 1/2", 2-way, ANSI Class 250, Cv 4.4 ¦Valve Actuator, Non fail-safe, AC/DC 24 V, On/Off, Floating point | 932.00
G215B-J+LVB24-SR | Globe Valve | Water | Globe Valve (GV), 1/2", 2-way, ANSI Class 250, Cv 4.4 ¦Valve Actuator, Non fail-safe, AC/DC 24 V, 2...10 V, modulating | 1035.00
G215B-J+LVKB24-3 | Globe Valve | Water | Globe Valve (GV), 1/2", 2-way, ANSI Class 250, Cv 4.4 ¦Valve Actuator, Electronic fail-safe, AC 24 V, On/Off, Floating point | 1111.00
G215B-J+LVKB24-MFT | Globe Valve | Water | Globe Valve (GV), 1/2", 2-way, ANSI Class 250, Cv 4.4 ¦Valve Actuator, Electronic fail-safe, AC/DC 24 V, 2...10 V, MFT/programmable | 1266.00
G215B-J+LVKB24-SR | Globe Valve | Water | Globe Valve (GV), 1/2", 2-way, ANSI Class 250, Cv 4.4 ¦Valve Actuator, Electronic fail-safe, AC/DC 24 V, 2...10 V, modulating | 1203.00
G215B-J+LVKX24-3 | Globe Valve | Water | Globe Valve (GV), 1/2", 2-way, ANSI Class 250, Cv 4.4 ¦Valve Actuator, Electronic fail-safe, AC 24 V, On/Off, Floating point | 1111.00
G215B-J+LVKX24-MFT | Globe Valve | Water | Globe Valve (GV), 1/2", 2-way, ANSI Class 250, Cv 4.4 ¦Valve Actuator, Electronic fail-safe, AC/DC 24 V, 2...10 V, MFT/programmable | 1266.00
G215B-J+LVKX24-SR | Globe Valve | Water | Globe Valve (GV), 1/2", 2-way, ANSI Class 250, Cv 4.4 ¦Valve Actuator, Electronic fail-safe, AC/DC 24 V, 2...10 V, modulating | 1203.00
G215B-J+LVX120-3 | Globe Valve | Water | Globe Valve (GV), 1/2", 2-way, ANSI Class 250, Cv 4.4 ¦Valve Actuator, Non fail-safe, AC 100...240 V, On/Off, Floating point | 1010.00
G215B-J+LVX24-3 | Globe Valve | Water | Globe Valve (GV), 1/2", 2-way, ANSI Class 250, Cv 4.4 ¦Valve Actuator, Non fail-safe, AC/DC 24 V, On/Off, Floating point | 932.00
G215B-J+LVX24-MFT | Globe Valve | Water | Globe Valve (GV), 1/2", 2-way, ANSI Class 250, Cv 4.4 ¦Valve Actuator, Non fail-safe, AC/DC 24 V, 2...10 V, MFT/programmable | 1099.00
G215B-J+LVX24-SR | Globe Valve | Water | Globe Valve (GV), 1/2", 2-way, ANSI Class 250, Cv 4.4 ¦Valve Actuator, Non fail-safe, AC/DC 24 V, 2...10 V, modulating | 1035.00
G215S-C | Globe Valve | Water | Globe Valve (GV), 1/2", 2-way, ANSI Class 250, Cv 0.4 | 647.00
G215S-C+LF120 US | Globe Valve | Water | Globe Valve (GV), 1/2", 2-way, ANSI Class 250, Cv 0.4 ¦Valve Actuator, Spring return, AC 120 V, On/Off | 1659.00
G215S-C+LF120-S US | Globe Valve | Water | Globe Valve (GV), 1/2", 2-way, ANSI Class 250, Cv 0.4 ¦Valve Actuator, Spring return, AC 120 V, On/Off, 1 x SPDT | 1726.00
G215S-C+LF24 US | Globe Valve | Water | Globe Valve (GV), 1/2", 2-way, ANSI Class 250, Cv 0.4 ¦Valve Actuator, Spring return, AC/DC 24 V, On/Off | 1661.00
G215S-C+LF24-3 US | Globe Valve | Water | Globe Valve (GV), 1/2", 2-way, ANSI Class 250, Cv 0.4 ¦Valve Actuator, Spring return, AC/DC 24 V, On/Off, Floating point | 1709.00
G215S-C+LF24-MFT US | Globe Valve | Water | Globe Valve (GV), 1/2", 2-way, ANSI Class 250, Cv 0.4 ¦Configurable Valve Actuator, Spring return, AC/DC 24 V, 2...10 V, MFT/programmable | 1871.00
G215S-C+LF24-S US | Globe Valve | Water | Globe Valve (GV), 1/2", 2-way, ANSI Class 250, Cv 0.4 ¦Valve Actuator, Spring return, AC/DC 24 V, On/Off, 1 x SPDT | 1728.00
G215S-C+LF24-SR US | Globe Valve | Water | Globe Valve (GV), 1/2", 2-way, ANSI Class 250, Cv 0.4 ¦Valve Actuator, Spring return, AC/DC 24 V, 2...10 V, modulating | 1790.00
G215S-C+LVB24-3 | Globe Valve | Water | Globe Valve (GV), 1/2", 2-way, ANSI Class 250, Cv 0.4 ¦Valve Actuator, Non fail-safe, AC/DC 24 V, On/Off, Floating point | 1302.00
G215S-C+LVB24-SR | Globe Valve | Water | Globe Valve (GV), 1/2", 2-way, ANSI Class 250, Cv 0.4 ¦Valve Actuator, Non fail-safe, AC/DC 24 V, 2...10 V, modulating | 1402.00
G215S-C+LVKB24-3 | Globe Valve | Water | Globe Valve (GV), 1/2", 2-way, ANSI Class 250, Cv 0.4 ¦Valve Actuator, Electronic fail-safe, AC 24 V, On/Off, Floating point | 1482.00
G215S-C+LVKB24-MFT | Globe Valve | Water | Globe Valve (GV), 1/2", 2-way, ANSI Class 250, Cv 0.4 ¦Valve Actuator, Electronic fail-safe, AC/DC 24 V, 2...10 V, MFT/programmable | 1638.00
G215S-C+LVKB24-SR | Globe Valve | Water | Globe Valve (GV), 1/2", 2-way, ANSI Class 250, Cv 0.4 ¦Valve Actuator, Electronic fail-safe, AC/DC 24 V, 2...10 V, modulating | 1573.00
G215S-C+LVKX24-3 | Globe Valve | Water | Globe Valve (GV), 1/2", 2-way, ANSI Class 250, Cv 0.4 ¦Valve Actuator, Electronic fail-safe, AC 24 V, On/Off, Floating point | 1482.00
G215S-C+LVKX24-MFT | Globe Valve | Water | Globe Valve (GV), 1/2", 2-way, ANSI Class 250, Cv 0.4 ¦Valve Actuator, Electronic fail-safe, AC/DC 24 V, 2...10 V, MFT/programmable | 1638.00
G215S-C+LVKX24-SR | Globe Valve | Water | Globe Valve (GV), 1/2", 2-way, ANSI Class 250, Cv 0.4 ¦Valve Actuator, Electronic fail-safe, AC/DC 24 V, 2...10 V, modulating | 1573.00
G215S-C+LVX120-3 | Globe Valve | Water | Globe Valve (GV), 1/2", 2-way, ANSI Class 250, Cv 0.4 ¦Valve Actuator, Non fail-safe, AC 100...240 V, On/Off, Floating point | 1359.00
G215S-C+LVX24-3 | Globe Valve | Water | Globe Valve (GV), 1/2", 2-way, ANSI Class 250, Cv 0.4 ¦Valve Actuator, Non fail-safe, AC/DC 24 V, On/Off, Floating point | 1302.00
G215S-C+LVX24-MFT | Globe Valve | Water | Globe Valve (GV), 1/2", 2-way, ANSI Class 250, Cv 0.4 ¦Valve Actuator, Non fail-safe, AC/DC 24 V, 2...10 V, MFT/programmable | 1468.00
G215S-C+LVX24-SR | Globe Valve | Water | Globe Valve (GV), 1/2", 2-way, ANSI Class 250, Cv 0.4 ¦Valve Actuator, Non fail-safe, AC/DC 24 V, 2...10 V, modulating | 1402.00
G215S-F | Globe Valve | Water | Globe Valve (GV), 1/2", 2-way, ANSI Class 250, Cv 1.3 | 647.00
G215S-F+LF120 US | Globe Valve | Water | Globe Valve (GV), 1/2", 2-way, ANSI Class 250, Cv 1.3 ¦Valve Actuator, Spring return, AC 120 V, On/Off | 1661.00
G215S-F+LF120-S US | Globe Valve | Water | Globe Valve (GV), 1/2", 2-way, ANSI Class 250, Cv 1.3 ¦Valve Actuator, Spring return, AC 120 V, On/Off, 1 x SPDT | 1728.00
G215S-F+LF24 US | Globe Valve | Water | Globe Valve (GV), 1/2", 2-way, ANSI Class 250, Cv 1.3 ¦Valve Actuator, Spring return, AC/DC 24 V, On/Off | 1663.00
G215S-F+LF24-3 US | Globe Valve | Water | Globe Valve (GV), 1/2", 2-way, ANSI Class 250, Cv 1.3 ¦Valve Actuator, Spring return, AC/DC 24 V, On/Off, Floating point | 1711.00
G215S-F+LF24-MFT US | Globe Valve | Water | Globe Valve (GV), 1/2", 2-way, ANSI Class 250, Cv 1.3 ¦Configurable Valve Actuator, Spring return, AC/DC 24 V, 2...10 V, MFT/programmable | 1873.00
G215S-F+LF24-S US | Globe Valve | Water | Globe Valve (GV), 1/2", 2-way, ANSI Class 250, Cv 1.3 ¦Valve Actuator, Spring return, AC/DC 24 V, On/Off, 1 x SPDT | 1732.00
G215S-F+LF24-SR US | Globe Valve | Water | Globe Valve (GV), 1/2", 2-way, ANSI Class 250, Cv 1.3 ¦Valve Actuator, Spring return, AC/DC 24 V, 2...10 V, modulating | 1793.00
G215S-F+LVB24-3 | Globe Valve | Water | Globe Valve (GV), 1/2", 2-way, ANSI Class 250, Cv 1.3 ¦Valve Actuator, Non fail-safe, AC/DC 24 V, On/Off, Floating point | 1305.00
G215S-F+LVB24-SR | Globe Valve | Water | Globe Valve (GV), 1/2", 2-way, ANSI Class 250, Cv 1.3 ¦Valve Actuator, Non fail-safe, AC/DC 24 V, 2...10 V, modulating | 1407.00
G215S-F+LVKB24-3 | Globe Valve | Water | Globe Valve (GV), 1/2", 2-way, ANSI Class 250, Cv 1.3 ¦Valve Actuator, Electronic fail-safe, AC 24 V, On/Off, Floating point | 1486.00
G215S-F+LVKB24-MFT | Globe Valve | Water | Globe Valve (GV), 1/2", 2-way, ANSI Class 250, Cv 1.3 ¦Valve Actuator, Electronic fail-safe, AC/DC 24 V, 2...10 V, MFT/programmable | 1642.00
G215S-F+LVKB24-SR | Globe Valve | Water | Globe Valve (GV), 1/2", 2-way, ANSI Class 250, Cv 1.3 ¦Valve Actuator, Electronic fail-safe, AC/DC 24 V, 2...10 V, modulating | 1577.00
G215S-F+LVKX24-3 | Globe Valve | Water | Globe Valve (GV), 1/2", 2-way, ANSI Class 250, Cv 1.3 ¦Valve Actuator, Electronic fail-safe, AC 24 V, On/Off, Floating point | 1486.00
G215S-F+LVKX24-MFT | Globe Valve | Water | Globe Valve (GV), 1/2", 2-way, ANSI Class 250, Cv 1.3 ¦Valve Actuator, Electronic fail-safe, AC/DC 24 V, 2...10 V, MFT/programmable | 1642.00
G215S-F+LVKX24-SR | Globe Valve | Water | Globe Valve (GV), 1/2", 2-way, ANSI Class 250, Cv 1.3 ¦Valve Actuator, Electronic fail-safe, AC/DC 24 V, 2...10 V, modulating | 1577.00
G215S-F+LVX120-3 | Globe Valve | Water | Globe Valve (GV), 1/2", 2-way, ANSI Class 250, Cv 1.3 ¦Valve Actuator, Non fail-safe, AC 100...240 V, On/Off, Floating point | 1363.00
G215S-F+LVX24-3 | Globe Valve | Water | Globe Valve (GV), 1/2", 2-way, ANSI Class 250, Cv 1.3 ¦Valve Actuator, Non fail-safe, AC/DC 24 V, On/Off, Floating point | 1305.00
G215S-F+LVX24-MFT | Globe Valve | Water | Globe Valve (GV), 1/2", 2-way, ANSI Class 250, Cv 1.3 ¦Valve Actuator, Non fail-safe, AC/DC 24 V, 2...10 V, MFT/programmable | 1471.00
G215S-F+LVX24-SR | Globe Valve | Water | Globe Valve (GV), 1/2", 2-way, ANSI Class 250, Cv 1.3 ¦Valve Actuator, Non fail-safe, AC/DC 24 V, 2...10 V, modulating | 1407.00
G215S-G | Globe Valve | Water | Globe Valve (GV), 1/2", 2-way, ANSI Class 250, Cv 2.2 | 647.00
G215S-G+LF120 US | Globe Valve | Water | Globe Valve (GV), 1/2", 2-way, ANSI Class 250, Cv 2.2 ¦Valve Actuator, Spring return, AC 120 V, On/Off | 1663.00
G215S-G+LF120-S US | Globe Valve | Water | Globe Valve (GV), 1/2", 2-way, ANSI Class 250, Cv 2.2 ¦Valve Actuator, Spring return, AC 120 V, On/Off, 1 x SPDT | 1732.00
G215S-G+LF24 US | Globe Valve | Water | Globe Valve (GV), 1/2", 2-way, ANSI Class 250, Cv 2.2 ¦Valve Actuator, Spring return, AC/DC 24 V, On/Off | 1665.00
G215S-G+LF24-3 US | Globe Valve | Water | Globe Valve (GV), 1/2", 2-way, ANSI Class 250, Cv 2.2 ¦Valve Actuator, Spring return, AC/DC 24 V, On/Off, Floating point | 1713.00
G215S-G+LF24-MFT US | Globe Valve | Water | Globe Valve (GV), 1/2", 2-way, ANSI Class 250, Cv 2.2 ¦Configurable Valve Actuator, Spring return, AC/DC 24 V, 2...10 V, MFT/programmable | 1876.00
G215S-G+LF24-S US | Globe Valve | Water | Globe Valve (GV), 1/2", 2-way, ANSI Class 250, Cv 2.2 ¦Valve Actuator, Spring return, AC/DC 24 V, On/Off, 1 x SPDT | 1735.00
G215S-G+LF24-SR US | Globe Valve | Water | Globe Valve (GV), 1/2", 2-way, ANSI Class 250, Cv 2.2 ¦Valve Actuator, Spring return, AC/DC 24 V, 2...10 V, modulating | 1795.00
G215S-G+LF24-SR-S US | Globe Valve | Water | Globe Valve (GV), 1/2", 2-way, ANSI Class 250, Cv 2.2 ¦Valve Actuator, Spring return, AC/DC 24 V, 2...10 V, 1 x SPDT, modulating | 1903.00
G215S-G+LVB24-3 | Globe Valve | Water | Globe Valve (GV), 1/2", 2-way, ANSI Class 250, Cv 2.2 ¦Valve Actuator, Non fail-safe, AC/DC 24 V, On/Off, Floating point | 1308.00
G215S-G+LVB24-SR | Globe Valve | Water | Globe Valve (GV), 1/2", 2-way, ANSI Class 250, Cv 2.2 ¦Valve Actuator, Non fail-safe, AC/DC 24 V, 2...10 V, modulating | 1410.00
G215S-G+LVKB24-3 | Globe Valve | Water | Globe Valve (GV), 1/2", 2-way, ANSI Class 250, Cv 2.2 ¦Valve Actuator, Electronic fail-safe, AC 24 V, On/Off, Floating point | 1490.00
G215S-G+LVKB24-MFT | Globe Valve | Water | Globe Valve (GV), 1/2", 2-way, ANSI Class 250, Cv 2.2 ¦Valve Actuator, Electronic fail-safe, AC/DC 24 V, 2...10 V, MFT/programmable | 1645.00
G215S-G+LVKB24-SR | Globe Valve | Water | Globe Valve (GV), 1/2", 2-way, ANSI Class 250, Cv 2.2 ¦Valve Actuator, Electronic fail-safe, AC/DC 24 V, 2...10 V, modulating | 1580.00
G215S-G+LVKX24-3 | Globe Valve | Water | Globe Valve (GV), 1/2", 2-way, ANSI Class 250, Cv 2.2 ¦Valve Actuator, Electronic fail-safe, AC 24 V, On/Off, Floating point | 1490.00
G215S-G+LVKX24-MFT | Globe Valve | Water | Globe Valve (GV), 1/2", 2-way, ANSI Class 250, Cv 2.2 ¦Valve Actuator, Electronic fail-safe, AC/DC 24 V, 2...10 V, MFT/programmable | 1645.00
G215S-G+LVKX24-SR | Globe Valve | Water | Globe Valve (GV), 1/2", 2-way, ANSI Class 250, Cv 2.2 ¦Valve Actuator, Electronic fail-safe, AC/DC 24 V, 2...10 V, modulating | 1580.00
G215S-G+LVX120-3 | Globe Valve | Water | Globe Valve (GV), 1/2", 2-way, ANSI Class 250, Cv 2.2 ¦Valve Actuator, Non fail-safe, AC 100...240 V, On/Off, Floating point | 1367.00
G215S-G+LVX24-3 | Globe Valve | Water | Globe Valve (GV), 1/2", 2-way, ANSI Class 250, Cv 2.2 ¦Valve Actuator, Non fail-safe, AC/DC 24 V, On/Off, Floating point | 1308.00
G215S-G+LVX24-MFT | Globe Valve | Water | Globe Valve (GV), 1/2", 2-way, ANSI Class 250, Cv 2.2 ¦Valve Actuator, Non fail-safe, AC/DC 24 V, 2...10 V, MFT/programmable | 1474.00
G215S-G+LVX24-SR | Globe Valve | Water | Globe Valve (GV), 1/2", 2-way, ANSI Class 250, Cv 2.2 ¦Valve Actuator, Non fail-safe, AC/DC 24 V, 2...10 V, modulating | 1410.00
G215S-J | Globe Valve | Water | Globe Valve (GV), 1/2", 2-way, ANSI Class 250, Cv 4.4 | 647.00
G215S-J+LF120 US | Globe Valve | Water | Globe Valve (GV), 1/2", 2-way, ANSI Class 250, Cv 4.4 ¦Valve Actuator, Spring return, AC 120 V, On/Off | 1665.00
G215S-J+LF120-S US | Globe Valve | Water | Globe Valve (GV), 1/2", 2-way, ANSI Class 250, Cv 4.4 ¦Valve Actuator, Spring return, AC 120 V, On/Off, 1 x SPDT | 1735.00
G215S-J+LF24 US | Globe Valve | Water | Globe Valve (GV), 1/2", 2-way, ANSI Class 250, Cv 4.4 ¦Valve Actuator, Spring return, AC/DC 24 V, On/Off | 1667.00
G215S-J+LF24-3 US | Globe Valve | Water | Globe Valve (GV), 1/2", 2-way, ANSI Class 250, Cv 4.4 ¦Valve Actuator, Spring return, AC/DC 24 V, On/Off, Floating point | 1715.00
G215S-J+LF24-MFT US | Globe Valve | Water | Globe Valve (GV), 1/2", 2-way, ANSI Class 250, Cv 4.4 ¦Configurable Valve Actuator, Spring return, AC/DC 24 V, 2...10 V, MFT/programmable | 1879.00
G215S-J+LF24-S US | Globe Valve | Water | Globe Valve (GV), 1/2", 2-way, ANSI Class 250, Cv 4.4 ¦Valve Actuator, Spring return, AC/DC 24 V, On/Off, 1 x SPDT | 1737.00
G215S-J+LF24-SR US | Globe Valve | Water | Globe Valve (GV), 1/2", 2-way, ANSI Class 250, Cv 4.4 ¦Valve Actuator, Spring return, AC/DC 24 V, 2...10 V, modulating | 1797.00
G215S-J+LF24-SR-S US | Globe Valve | Water | Globe Valve (GV), 1/2", 2-way, ANSI Class 250, Cv 4.4 ¦Valve Actuator, Spring return, AC/DC 24 V, 2...10 V, 1 x SPDT, modulating | 1902.00
G215S-J+LVB24-3 | Globe Valve | Water | Globe Valve (GV), 1/2", 2-way, ANSI Class 250, Cv 4.4 ¦Valve Actuator, Non fail-safe, AC/DC 24 V, On/Off, Floating point | 1311.00
G215S-J+LVB24-SR | Globe Valve | Water | Globe Valve (GV), 1/2", 2-way, ANSI Class 250, Cv 4.4 ¦Valve Actuator, Non fail-safe, AC/DC 24 V, 2...10 V, modulating | 1413.00
G215S-J+LVKB24-3 | Globe Valve | Water | Globe Valve (GV), 1/2", 2-way, ANSI Class 250, Cv 4.4 ¦Valve Actuator, Electronic fail-safe, AC 24 V, On/Off, Floating point | 1494.00
G215S-J+LVKB24-MFT | Globe Valve | Water | Globe Valve (GV), 1/2", 2-way, ANSI Class 250, Cv 4.4 ¦Valve Actuator, Electronic fail-safe, AC/DC 24 V, 2...10 V, MFT/programmable | 1648.00
G215S-J+LVKB24-SR | Globe Valve | Water | Globe Valve (GV), 1/2", 2-way, ANSI Class 250, Cv 4.4 ¦Valve Actuator, Electronic fail-safe, AC/DC 24 V, 2...10 V, modulating | 1584.00
G215S-J+LVKX24-3 | Globe Valve | Water | Globe Valve (GV), 1/2", 2-way, ANSI Class 250, Cv 4.4 ¦Valve Actuator, Electronic fail-safe, AC 24 V, On/Off, Floating point | 1494.00
G215S-J+LVKX24-MFT | Globe Valve | Water | Globe Valve (GV), 1/2", 2-way, ANSI Class 250, Cv 4.4 ¦Valve Actuator, Electronic fail-safe, AC/DC 24 V, 2...10 V, MFT/programmable | 1648.00
G215S-J+LVKX24-SR | Globe Valve | Water | Globe Valve (GV), 1/2", 2-way, ANSI Class 250, Cv 4.4 ¦Valve Actuator, Electronic fail-safe, AC/DC 24 V, 2...10 V, modulating | 1584.00
G215S-J+LVX120-3 | Globe Valve | Water | Globe Valve (GV), 1/2", 2-way, ANSI Class 250, Cv 4.4 ¦Valve Actuator, Non fail-safe, AC 100...240 V, On/Off, Floating point | 1369.00
G215S-J+LVX24-3 | Globe Valve | Water | Globe Valve (GV), 1/2", 2-way, ANSI Class 250, Cv 4.4 ¦Valve Actuator, Non fail-safe, AC/DC 24 V, On/Off, Floating point | 1311.00
G215S-J+LVX24-MFT | Globe Valve | Water | Globe Valve (GV), 1/2", 2-way, ANSI Class 250, Cv 4.4 ¦Valve Actuator, Non fail-safe, AC/DC 24 V, 2...10 V, MFT/programmable | 1477.00
G215S-J+LVX24-SR | Globe Valve | Water | Globe Valve (GV), 1/2", 2-way, ANSI Class 250, Cv 4.4 ¦Valve Actuator, Non fail-safe, AC/DC 24 V, 2...10 V, modulating | 1413.00
G220B-J | Globe Valve | Water | Globe Valve (GV), 3/4", 2-way, ANSI Class 250, Cv 5.5 | 314.00
G220B-J+LF120 US | Globe Valve | Water | Globe Valve (GV), 3/4", 2-way, ANSI Class 250, Cv 5.5 ¦Valve Actuator, Spring return, AC 120 V, On/Off | 1390.00
G220B-J+LF120-S US | Globe Valve | Water | Globe Valve (GV), 3/4", 2-way, ANSI Class 250, Cv 5.5 ¦Valve Actuator, Spring return, AC 120 V, On/Off, 1 x SPDT | 1459.00
G220B-J+LF24 US | Globe Valve | Water | Globe Valve (GV), 3/4", 2-way, ANSI Class 250, Cv 5.5 ¦Valve Actuator, Spring return, AC/DC 24 V, On/Off | 1346.00
G220B-J+LF24-3 US | Globe Valve | Water | Globe Valve (GV), 3/4", 2-way, ANSI Class 250, Cv 5.5 ¦Valve Actuator, Spring return, AC/DC 24 V, On/Off, Floating point | 1437.00
G220B-J+LF24-MFT US | Globe Valve | Water | Globe Valve (GV), 3/4", 2-way, ANSI Class 250, Cv 5.5 ¦Configurable Valve Actuator, Spring return, AC/DC 24 V, 2...10 V, MFT/programmable | 1549.00
G220B-J+LF24-S US | Globe Valve | Water | Globe Valve (GV), 3/4", 2-way, ANSI Class 250, Cv 5.5 ¦Valve Actuator, Spring return, AC/DC 24 V, On/Off, 1 x SPDT | 1414.00
G220B-J+LF24-SR US | Globe Valve | Water | Globe Valve (GV), 3/4", 2-way, ANSI Class 250, Cv 5.5 ¦Valve Actuator, Spring return, AC/DC 24 V, 2...10 V, modulating | 1469.00
G220B-J+LF24-SR-S US | Globe Valve | Water | Globe Valve (GV), 3/4", 2-way, ANSI Class 250, Cv 5.5 ¦Damper Actuator, 35 in-lb [4 Nm], Spring return, AC/DC 24 V, 2...10 V, 1 x SPDT, modulating | 1539.00
G220B-J+LVB24-3 | Globe Valve | Water | Globe Valve (GV), 3/4", 2-way, ANSI Class 250, Cv 5.5 ¦Valve Actuator, Non fail-safe, AC/DC 24 V, On/Off, Floating point | 941.00
G220B-J+LVB24-SR | Globe Valve | Water | Globe Valve (GV), 3/4", 2-way, ANSI Class 250, Cv 5.5 ¦Valve Actuator, Non fail-safe, AC/DC 24 V, 2...10 V, modulating | 1044.00
G220B-J+LVKB24-3 | Globe Valve | Water | Globe Valve (GV), 3/4", 2-way, ANSI Class 250, Cv 5.5 ¦Valve Actuator, Electronic fail-safe, AC 24 V, On/Off, Floating point | 1174.00
G220B-J+LVKB24-MFT | Globe Valve | Water | Globe Valve (GV), 3/4", 2-way, ANSI Class 250, Cv 5.5 ¦Valve Actuator, Electronic fail-safe, AC/DC 24 V, 2...10 V, MFT/programmable | 1329.00
G220B-J+LVKB24-SR | Globe Valve | Water | Globe Valve (GV), 3/4", 2-way, ANSI Class 250, Cv 5.5 ¦Valve Actuator, Electronic fail-safe, AC/DC 24 V, 2...10 V, modulating | 1265.00
G220B-J+LVKX24-3 | Globe Valve | Water | Globe Valve (GV), 3/4", 2-way, ANSI Class 250, Cv 5.5 ¦Valve Actuator, Electronic fail-safe, AC 24 V, On/Off, Floating point | 1174.00
G220B-J+LVKX24-MFT | Globe Valve | Water | Globe Valve (GV), 3/4", 2-way, ANSI Class 250, Cv 5.5 ¦Valve Actuator, Electronic fail-safe, AC/DC 24 V, 2...10 V, MFT/programmable | 1329.00
G220B-J+LVKX24-SR | Globe Valve | Water | Globe Valve (GV), 3/4", 2-way, ANSI Class 250, Cv 5.5 ¦Valve Actuator, Electronic fail-safe, AC/DC 24 V, 2...10 V, modulating | 1265.00
G220B-J+LVX120-3 | Globe Valve | Water | Globe Valve (GV), 3/4", 2-way, ANSI Class 250, Cv 5.5 ¦Valve Actuator, Non fail-safe, AC 100...240 V, On/Off, Floating point | 1017.00
G220B-J+LVX24-3 | Globe Valve | Water | Globe Valve (GV), 3/4", 2-way, ANSI Class 250, Cv 5.5 ¦Valve Actuator, Non fail-safe, AC/DC 24 V, On/Off, Floating point | 941.00
G220B-J+LVX24-MFT | Globe Valve | Water | Globe Valve (GV), 3/4", 2-way, ANSI Class 250, Cv 5.5 ¦Valve Actuator, Non fail-safe, AC/DC 24 V, 2...10 V, MFT/programmable | 1107.00
G220B-J+LVX24-SR | Globe Valve | Water | Globe Valve (GV), 3/4", 2-way, ANSI Class 250, Cv 5.5 ¦Valve Actuator, Non fail-safe, AC/DC 24 V, 2...10 V, modulating | 1044.00
G220B-K | Globe Valve | Water | Globe Valve (GV), 3/4", 2-way, ANSI Class 250, Cv 7.5 | 314.00
G220B-K+LF120 US | Globe Valve | Water | Globe Valve (GV), 3/4", 2-way, ANSI Class 250, Cv 7.5 ¦Valve Actuator, Spring return, AC 120 V, On/Off | 1393.00
G220B-K+LF120-S US | Globe Valve | Water | Globe Valve (GV), 3/4", 2-way, ANSI Class 250, Cv 7.5 ¦Valve Actuator, Spring return, AC 120 V, On/Off, 1 x SPDT | 1461.00
G220B-K+LF24 US | Globe Valve | Water | Globe Valve (GV), 3/4", 2-way, ANSI Class 250, Cv 7.5 ¦Valve Actuator, Spring return, AC/DC 24 V, On/Off | 1348.00
G220B-K+LF24-3 US | Globe Valve | Water | Globe Valve (GV), 3/4", 2-way, ANSI Class 250, Cv 7.5 ¦Valve Actuator, Spring return, AC/DC 24 V, On/Off, Floating point | 1440.00
G220B-K+LF24-3-S US | Globe Valve | Water | Globe Valve (GV), 3/4", 2-way, ANSI Class 250, Cv 7.5 ¦Valve Actuator, Spring return, AC/DC 24 V, On/Off, Floating point, 1 x SPDT | 1508.00
G220B-K+LF24-MFT US | Globe Valve | Water | Globe Valve (GV), 3/4", 2-way, ANSI Class 250, Cv 7.5 ¦Configurable Valve Actuator, Spring return, AC/DC 24 V, 2...10 V, MFT/programmable | 1557.00
G220B-K+LF24-MFT-S US | Globe Valve | Water | Globe Valve (GV), 3/4", 2-way, ANSI Class 250, Cv 7.5 ¦Configurable Valve Actuator, Spring return, AC/DC 24 V, 2...10 V, 1 x SPDT, MFT/programmable | 1625.00
G220B-K+LF24-S US | Globe Valve | Water | Globe Valve (GV), 3/4", 2-way, ANSI Class 250, Cv 7.5 ¦Valve Actuator, Spring return, AC/DC 24 V, On/Off, 1 x SPDT | 1416.00
G220B-K+LF24-SR US | Globe Valve | Water | Globe Valve (GV), 3/4", 2-way, ANSI Class 250, Cv 7.5 ¦Valve Actuator, Spring return, AC/DC 24 V, 2...10 V, modulating | 1475.00
G220B-K+LF24-SR-S US | Globe Valve | Water | Globe Valve (GV), 3/4", 2-way, ANSI Class 250, Cv 7.5 ¦Valve Actuator, Spring return, AC/DC 24 V, 2...10 V, 1 x SPDT, modulating | 1543.00
G220B-K+LVB24-3 | Globe Valve | Water | Globe Valve (GV), 3/4", 2-way, ANSI Class 250, Cv 7.5 ¦Valve Actuator, Non fail-safe, AC/DC 24 V, On/Off, Floating point | 947.00
G220B-K+LVB24-SR | Globe Valve | Water | Globe Valve (GV), 3/4", 2-way, ANSI Class 250, Cv 7.5 ¦Valve Actuator, Non fail-safe, AC/DC 24 V, 2...10 V, modulating | 1051.00
G220B-K+LVKB24-3 | Globe Valve | Water | Globe Valve (GV), 3/4", 2-way, ANSI Class 250, Cv 7.5 ¦Valve Actuator, Electronic fail-safe, AC 24 V, On/Off, Floating point | 1182.00
G220B-K+LVKB24-MFT | Globe Valve | Water | Globe Valve (GV), 3/4", 2-way, ANSI Class 250, Cv 7.5 ¦Valve Actuator, Electronic fail-safe, AC/DC 24 V, 2...10 V, MFT/programmable | 1337.00
G220B-K+LVKB24-SR | Globe Valve | Water | Globe Valve (GV), 3/4", 2-way, ANSI Class 250, Cv 7.5 ¦Valve Actuator, Electronic fail-safe, AC/DC 24 V, 2...10 V, modulating | 1273.00
G220B-K+LVKX24-3 | Globe Valve | Water | Globe Valve (GV), 3/4", 2-way, ANSI Class 250, Cv 7.5 ¦Valve Actuator, Electronic fail-safe, AC 24 V, On/Off, Floating point | 1182.00
G220B-K+LVKX24-MFT | Globe Valve | Water | Globe Valve (GV), 3/4", 2-way, ANSI Class 250, Cv 7.5 ¦Valve Actuator, Electronic fail-safe, AC/DC 24 V, 2...10 V, MFT/programmable | 1337.00
G220B-K+LVKX24-SR | Globe Valve | Water | Globe Valve (GV), 3/4", 2-way, ANSI Class 250, Cv 7.5 ¦Valve Actuator, Electronic fail-safe, AC/DC 24 V, 2...10 V, modulating | 1273.00
G220B-K+LVX120-3 | Globe Valve | Water | Globe Valve (GV), 3/4", 2-way, ANSI Class 250, Cv 7.5 ¦Valve Actuator, Non fail-safe, AC 100...240 V, On/Off, Floating point | 1025.00
G220B-K+LVX24-3 | Globe Valve | Water | Globe Valve (GV), 3/4", 2-way, ANSI Class 250, Cv 7.5 ¦Valve Actuator, Non fail-safe, AC/DC 24 V, On/Off, Floating point | 947.00
G220B-K+LVX24-MFT | Globe Valve | Water | Globe Valve (GV), 3/4", 2-way, ANSI Class 250, Cv 7.5 ¦Valve Actuator, Non fail-safe, AC/DC 24 V, 2...10 V, MFT/programmable | 1114.00
G220B-K+LVX24-SR | Globe Valve | Water | Globe Valve (GV), 3/4", 2-way, ANSI Class 250, Cv 7.5 ¦Valve Actuator, Non fail-safe, AC/DC 24 V, 2...10 V, modulating | 1051.00
G220S-J | Globe Valve | Water | Globe Valve (GV), 3/4", 2-way, ANSI Class 250, Cv 5.5 | 811.00
G220S-J+LF120 US | Globe Valve | Water | Globe Valve (GV), 3/4", 2-way, ANSI Class 250, Cv 5.5 ¦Valve Actuator, Spring return, AC 120 V, On/Off | 1707.00
G220S-J+LF120-S US | Globe Valve | Water | Globe Valve (GV), 3/4", 2-way, ANSI Class 250, Cv 5.5 ¦Valve Actuator, Spring return, AC 120 V, On/Off, 1 x SPDT | 1775.00
G220S-J+LF24 US | Globe Valve | Water | Globe Valve (GV), 3/4", 2-way, ANSI Class 250, Cv 5.5 ¦Valve Actuator, Spring return, AC/DC 24 V, On/Off | 1711.00
G220S-J+LF24-3 US | Globe Valve | Water | Globe Valve (GV), 3/4", 2-way, ANSI Class 250, Cv 5.5 ¦Valve Actuator, Spring return, AC/DC 24 V, On/Off, Floating point | 1748.00
G220S-J+LF24-MFT US | Globe Valve | Water | Globe Valve (GV), 3/4", 2-way, ANSI Class 250, Cv 5.5 ¦Configurable Valve Actuator, Spring return, AC/DC 24 V, 2...10 V, MFT/programmable | 2150.00
G220S-J+LF24-MFT-S US | Globe Valve | Water | Globe Valve (GV), 3/4", 2-way, ANSI Class 250, Cv 5.5 ¦Configurable Valve Actuator, Spring return, AC/DC 24 V, 2...10 V, 1 x SPDT, MFT/programmable | 2217.00
G220S-J+LF24-S US | Globe Valve | Water | Globe Valve (GV), 3/4", 2-way, ANSI Class 250, Cv 5.5 ¦Valve Actuator, Spring return, AC/DC 24 V, On/Off, 1 x SPDT | 1779.00
G220S-J+LF24-SR US | Globe Valve | Water | Globe Valve (GV), 3/4", 2-way, ANSI Class 250, Cv 5.5 ¦Valve Actuator, Spring return, AC/DC 24 V, 2...10 V, modulating | 2069.00
G220S-J+LVB24-3 | Globe Valve | Water | Globe Valve (GV), 3/4", 2-way, ANSI Class 250, Cv 5.5 ¦Valve Actuator, Non fail-safe, AC/DC 24 V, On/Off, Floating point | 1439.00
G220S-J+LVB24-SR | Globe Valve | Water | Globe Valve (GV), 3/4", 2-way, ANSI Class 250, Cv 5.5 ¦Valve Actuator, Non fail-safe, AC/DC 24 V, 2...10 V, modulating | 1540.00
G220S-J+LVKB24-3 | Globe Valve | Water | Globe Valve (GV), 3/4", 2-way, ANSI Class 250, Cv 5.5 ¦Valve Actuator, Electronic fail-safe, AC 24 V, On/Off, Floating point | 1623.00
G220S-J+LVKB24-MFT | Globe Valve | Water | Globe Valve (GV), 3/4", 2-way, ANSI Class 250, Cv 5.5 ¦Valve Actuator, Electronic fail-safe, AC/DC 24 V, 2...10 V, MFT/programmable | 1778.00
G220S-J+LVKB24-SR | Globe Valve | Water | Globe Valve (GV), 3/4", 2-way, ANSI Class 250, Cv 5.5 ¦Valve Actuator, Electronic fail-safe, AC/DC 24 V, 2...10 V, modulating | 1713.00
G220S-J+LVKX24-3 | Globe Valve | Water | Globe Valve (GV), 3/4", 2-way, ANSI Class 250, Cv 5.5 ¦Valve Actuator, Electronic fail-safe, AC 24 V, On/Off, Floating point | 1623.00
G220S-J+LVKX24-MFT | Globe Valve | Water | Globe Valve (GV), 3/4", 2-way, ANSI Class 250, Cv 5.5 ¦Valve Actuator, Electronic fail-safe, AC/DC 24 V, 2...10 V, MFT/programmable | 1778.00
G220S-J+LVKX24-SR | Globe Valve | Water | Globe Valve (GV), 3/4", 2-way, ANSI Class 250, Cv 5.5 ¦Valve Actuator, Electronic fail-safe, AC/DC 24 V, 2...10 V, modulating | 1713.00
G220S-J+LVX120-3 | Globe Valve | Water | Globe Valve (GV), 3/4", 2-way, ANSI Class 250, Cv 5.5 ¦Valve Actuator, Non fail-safe, AC 100...240 V, On/Off, Floating point | 1492.00
G220S-J+LVX24-3 | Globe Valve | Water | Globe Valve (GV), 3/4", 2-way, ANSI Class 250, Cv 5.5 ¦Valve Actuator, Non fail-safe, AC/DC 24 V, On/Off, Floating point | 1439.00
G220S-J+LVX24-MFT | Globe Valve | Water | Globe Valve (GV), 3/4", 2-way, ANSI Class 250, Cv 5.5 ¦Valve Actuator, Non fail-safe, AC/DC 24 V, 2...10 V, MFT/programmable | 1604.00
G220S-J+LVX24-SR | Globe Valve | Water | Globe Valve (GV), 3/4", 2-way, ANSI Class 250, Cv 5.5 ¦Valve Actuator, Non fail-safe, AC/DC 24 V, 2...10 V, modulating | 1540.00
G220S-K | Globe Valve | Water | Globe Valve (GV), 3/4", 2-way, ANSI Class 250, Cv 7.5 | 811.00
G220S-K+LF120 US | Globe Valve | Water | Globe Valve (GV), 3/4", 2-way, ANSI Class 250, Cv 7.5 ¦Valve Actuator, Spring return, AC 120 V, On/Off | 1709.00
G220S-K+LF120-S US | Globe Valve | Water | Globe Valve (GV), 3/4", 2-way, ANSI Class 250, Cv 7.5 ¦Valve Actuator, Spring return, AC 120 V, On/Off, 1 x SPDT | 1777.00
G220S-K+LF24 US | Globe Valve | Water | Globe Valve (GV), 3/4", 2-way, ANSI Class 250, Cv 7.5 ¦Valve Actuator, Spring return, AC/DC 24 V, On/Off | 1713.00
G220S-K+LF24-3 US | Globe Valve | Water | Globe Valve (GV), 3/4", 2-way, ANSI Class 250, Cv 7.5 ¦Valve Actuator, Spring return, AC/DC 24 V, On/Off, Floating point | 1750.00
G220S-K+LF24-MFT US | Globe Valve | Water | Globe Valve (GV), 3/4", 2-way, ANSI Class 250, Cv 7.5 ¦Configurable Valve Actuator, Spring return, AC/DC 24 V, 2...10 V, MFT/programmable | 2152.00
G220S-K+LF24-MFT-S US | Globe Valve | Water | Globe Valve (GV), 3/4", 2-way, ANSI Class 250, Cv 7.5 ¦Configurable Valve Actuator, Spring return, AC/DC 24 V, 2...10 V, 1 x SPDT, MFT/programmable | 2220.00
G220S-K+LF24-S US | Globe Valve | Water | Globe Valve (GV), 3/4", 2-way, ANSI Class 250, Cv 7.5 ¦Valve Actuator, Spring return, AC/DC 24 V, On/Off, 1 x SPDT | 1781.00
G220S-K+LF24-SR US | Globe Valve | Water | Globe Valve (GV), 3/4", 2-way, ANSI Class 250, Cv 7.5 ¦Valve Actuator, Spring return, AC/DC 24 V, 2...10 V, modulating | 2071.00
G220S-K+LF24-SR-S US | Globe Valve | Water | Globe Valve (GV), 3/4", 2-way, ANSI Class 250, Cv 7.5 ¦Valve Actuator, Spring return, AC/DC 24 V, 2...10 V, 1 x SPDT, modulating | 2177.00
G220S-K+LVB24-3 | Globe Valve | Water | Globe Valve (GV), 3/4", 2-way, ANSI Class 250, Cv 7.5 ¦Valve Actuator, Non fail-safe, AC/DC 24 V, On/Off, Floating point | 1445.00
G220S-K+LVB24-SR | Globe Valve | Water | Globe Valve (GV), 3/4", 2-way, ANSI Class 250, Cv 7.5 ¦Valve Actuator, Non fail-safe, AC/DC 24 V, 2...10 V, modulating | 1547.00
G220S-K+LVKB24-3 | Globe Valve | Water | Globe Valve (GV), 3/4", 2-way, ANSI Class 250, Cv 7.5 ¦Valve Actuator, Electronic fail-safe, AC 24 V, On/Off, Floating point | 1632.00
G220S-K+LVKB24-MFT | Globe Valve | Water | Globe Valve (GV), 3/4", 2-way, ANSI Class 250, Cv 7.5 ¦Valve Actuator, Electronic fail-safe, AC/DC 24 V, 2...10 V, MFT/programmable | 1787.00
G220S-K+LVKB24-SR | Globe Valve | Water | Globe Valve (GV), 3/4", 2-way, ANSI Class 250, Cv 7.5 ¦Valve Actuator, Electronic fail-safe, AC/DC 24 V, 2...10 V, modulating | 1722.00
G220S-K+LVKX120-3 | Globe Valve | Water | Globe Valve (GV), 3/4", 2-way, ANSI Class 250, Cv 7.5 ¦Valve Actuator, Electronic fail-safe, AC 100...240 V, On/Off, Floating point | 1677.00
G220S-K+LVKX24-3 | Globe Valve | Water | Globe Valve (GV), 3/4", 2-way, ANSI Class 250, Cv 7.5 ¦Valve Actuator, Electronic fail-safe, AC 24 V, On/Off, Floating point | 1632.00
G220S-K+LVKX24-MFT | Globe Valve | Water | Globe Valve (GV), 3/4", 2-way, ANSI Class 250, Cv 7.5 ¦Valve Actuator, Electronic fail-safe, AC/DC 24 V, 2...10 V, MFT/programmable | 1787.00
G220S-K+LVKX24-SR | Globe Valve | Water | Globe Valve (GV), 3/4", 2-way, ANSI Class 250, Cv 7.5 ¦Valve Actuator, Electronic fail-safe, AC/DC 24 V, 2...10 V, modulating | 1722.00
G220S-K+LVX120-3 | Globe Valve | Water | Globe Valve (GV), 3/4", 2-way, ANSI Class 250, Cv 7.5 ¦Valve Actuator, Non fail-safe, AC 100...240 V, On/Off, Floating point | 1500.00
G220S-K+LVX24-3 | Globe Valve | Water | Globe Valve (GV), 3/4", 2-way, ANSI Class 250, Cv 7.5 ¦Valve Actuator, Non fail-safe, AC/DC 24 V, On/Off, Floating point | 1445.00
G220S-K+LVX24-MFT | Globe Valve | Water | Globe Valve (GV), 3/4", 2-way, ANSI Class 250, Cv 7.5 ¦Valve Actuator, Non fail-safe, AC/DC 24 V, 2...10 V, MFT/programmable | 1613.00
G220S-K+LVX24-SR | Globe Valve | Water | Globe Valve (GV), 3/4", 2-way, ANSI Class 250, Cv 7.5 ¦Valve Actuator, Non fail-safe, AC/DC 24 V, 2...10 V, modulating | 1547.00
G225B-K | Globe Valve | Water | Globe Valve (GV), 1", 2-way, ANSI Class 250, Cv 10 | 410.00
G225B-K+LF120 US | Globe Valve | Water | Globe Valve (GV), 1", 2-way, ANSI Class 250, Cv 10 ¦Valve Actuator, Spring return, AC 120 V, On/Off | 1420.00
G225B-K+LF120-S US | Globe Valve | Water | Globe Valve (GV), 1", 2-way, ANSI Class 250, Cv 10 ¦Valve Actuator, Spring return, AC 120 V, On/Off, 1 x SPDT | 1530.00
G225B-K+LF24 US | Globe Valve | Water | Globe Valve (GV), 1", 2-way, ANSI Class 250, Cv 10 ¦Valve Actuator, Spring return, AC/DC 24 V, On/Off | 1420.00
G225B-K+LF24-3 US | Globe Valve | Water | Globe Valve (GV), 1", 2-way, ANSI Class 250, Cv 10 ¦Valve Actuator, Spring return, AC/DC 24 V, On/Off, Floating point | 1570.00
G225B-K+LF24-MFT US | Globe Valve | Water | Globe Valve (GV), 1", 2-way, ANSI Class 250, Cv 10 ¦Configurable Valve Actuator, Spring return, AC/DC 24 V, 2...10 V, MFT/programmable | 1744.00
G225B-K+LF24-MFT-S US | Globe Valve | Water | Globe Valve (GV), 1", 2-way, ANSI Class 250, Cv 10 ¦Configurable Valve Actuator, Spring return, AC/DC 24 V, 2...10 V, 1 x SPDT, MFT/programmable | 1853.00
G225B-K+LF24-S US | Globe Valve | Water | Globe Valve (GV), 1", 2-way, ANSI Class 250, Cv 10 ¦Valve Actuator, Spring return, AC/DC 24 V, On/Off, 1 x SPDT | 1530.00
G225B-K+LF24-SR US | Globe Valve | Water | Globe Valve (GV), 1", 2-way, ANSI Class 250, Cv 10 ¦Valve Actuator, Spring return, AC/DC 24 V, 2...10 V, modulating | 1550.00
G225B-K+LVB24-3 | Globe Valve | Water | Globe Valve (GV), 1", 2-way, ANSI Class 250, Cv 10 ¦Valve Actuator, Non fail-safe, AC/DC 24 V, On/Off, Floating point | 1030.00
G225B-K+LVB24-SR | Globe Valve | Water | Globe Valve (GV), 1", 2-way, ANSI Class 250, Cv 10 ¦Valve Actuator, Non fail-safe, AC/DC 24 V, 2...10 V, modulating | 1133.00
G225B-K+LVKB24-3 | Globe Valve | Water | Globe Valve (GV), 1", 2-way, ANSI Class 250, Cv 10 ¦Valve Actuator, Electronic fail-safe, AC 24 V, On/Off, Floating point | 1304.00
G225B-K+LVKB24-MFT | Globe Valve | Water | Globe Valve (GV), 1", 2-way, ANSI Class 250, Cv 10 ¦Valve Actuator, Electronic fail-safe, AC/DC 24 V, 2...10 V, MFT/programmable | 1459.00
G225B-K+LVKB24-SR | Globe Valve | Water | Globe Valve (GV), 1", 2-way, ANSI Class 250, Cv 10 ¦Valve Actuator, Electronic fail-safe, AC/DC 24 V, 2...10 V, modulating | 1395.00
G225B-K+LVKX24-3 | Globe Valve | Water | Globe Valve (GV), 1", 2-way, ANSI Class 250, Cv 10 ¦Valve Actuator, Electronic fail-safe, AC 24 V, On/Off, Floating point | 1304.00
G225B-K+LVKX24-MFT | Globe Valve | Water | Globe Valve (GV), 1", 2-way, ANSI Class 250, Cv 10 ¦Valve Actuator, Electronic fail-safe, AC/DC 24 V, 2...10 V, MFT/programmable | 1459.00
G225B-K+LVKX24-SR | Globe Valve | Water | Globe Valve (GV), 1", 2-way, ANSI Class 250, Cv 10 ¦Valve Actuator, Electronic fail-safe, AC/DC 24 V, 2...10 V, modulating | 1395.00
G225B-K+LVX120-3 | Globe Valve | Water | Globe Valve (GV), 1", 2-way, ANSI Class 250, Cv 10 ¦Valve Actuator, Non fail-safe, AC 100...240 V, On/Off, Floating point | 1102.00
G225B-K+LVX24-3 | Globe Valve | Water | Globe Valve (GV), 1", 2-way, ANSI Class 250, Cv 10 ¦Valve Actuator, Non fail-safe, AC/DC 24 V, On/Off, Floating point | 1030.00
G225B-K+LVX24-MFT | Globe Valve | Water | Globe Valve (GV), 1", 2-way, ANSI Class 250, Cv 10 ¦Valve Actuator, Non fail-safe, AC/DC 24 V, 2...10 V, MFT/programmable | 1196.00
G225B-K+LVX24-SR | Globe Valve | Water | Globe Valve (GV), 1", 2-way, ANSI Class 250, Cv 10 ¦Valve Actuator, Non fail-safe, AC/DC 24 V, 2...10 V, modulating | 1133.00
G225B-L | Globe Valve | Water | Globe Valve (GV), 1", 2-way, ANSI Class 250, Cv 14 | 410.00
G225B-L+LF120 US | Globe Valve | Water | Globe Valve (GV), 1", 2-way, ANSI Class 250, Cv 14 ¦Valve Actuator, Spring return, AC 120 V, On/Off | 1420.00
G225B-L+LF120-S US | Globe Valve | Water | Globe Valve (GV), 1", 2-way, ANSI Class 250, Cv 14 ¦Valve Actuator, Spring return, AC 120 V, On/Off, 1 x SPDT | 1530.00
G225B-L+LF24 US | Globe Valve | Water | Globe Valve (GV), 1", 2-way, ANSI Class 250, Cv 14 ¦Valve Actuator, Spring return, AC/DC 24 V, On/Off | 1422.00
G225B-L+LF24-3 US | Globe Valve | Water | Globe Valve (GV), 1", 2-way, ANSI Class 250, Cv 14 ¦Valve Actuator, Spring return, AC/DC 24 V, On/Off, Floating point | 1570.00
G225B-L+LF24-MFT US | Globe Valve | Water | Globe Valve (GV), 1", 2-way, ANSI Class 250, Cv 14 ¦Configurable Valve Actuator, Spring return, AC/DC 24 V, 2...10 V, MFT/programmable | 1746.00
G225B-L+LF24-MFT-S US | Globe Valve | Water | Globe Valve (GV), 1", 2-way, ANSI Class 250, Cv 14 ¦Configurable Valve Actuator, Spring return, AC/DC 24 V, 2...10 V, 1 x SPDT, MFT/programmable | 1856.00
G225B-L+LF24-S US | Globe Valve | Water | Globe Valve (GV), 1", 2-way, ANSI Class 250, Cv 14 ¦Valve Actuator, Spring return, AC/DC 24 V, On/Off, 1 x SPDT | 1532.00
G225B-L+LF24-SR US | Globe Valve | Water | Globe Valve (GV), 1", 2-way, ANSI Class 250, Cv 14 ¦Valve Actuator, Spring return, AC/DC 24 V, 2...10 V, modulating | 1554.00
G225B-L+LF24-SR-S US | Globe Valve | Water | Globe Valve (GV), 1", 2-way, ANSI Class 250, Cv 14 ¦Valve Actuator, Spring return, AC/DC 24 V, 2...10 V, 1 x SPDT, modulating | 1659.00
G225B-L+LVB24-3 | Globe Valve | Water | Globe Valve (GV), 1", 2-way, ANSI Class 250, Cv 14 ¦Valve Actuator, Non fail-safe, AC/DC 24 V, On/Off, Floating point | 1040.00
G225B-L+LVB24-SR | Globe Valve | Water | Globe Valve (GV), 1", 2-way, ANSI Class 250, Cv 14 ¦Valve Actuator, Non fail-safe, AC/DC 24 V, 2...10 V, modulating | 1143.00
G225B-L+LVKB24-3 | Globe Valve | Water | Globe Valve (GV), 1", 2-way, ANSI Class 250, Cv 14 ¦Valve Actuator, Electronic fail-safe, AC 24 V, On/Off, Floating point | 1312.00
G225B-L+LVKB24-MFT | Globe Valve | Water | Globe Valve (GV), 1", 2-way, ANSI Class 250, Cv 14 ¦Valve Actuator, Electronic fail-safe, AC/DC 24 V, 2...10 V, MFT/programmable | 1468.00
G225B-L+LVKB24-SR | Globe Valve | Water | Globe Valve (GV), 1", 2-way, ANSI Class 250, Cv 14 ¦Valve Actuator, Electronic fail-safe, AC/DC 24 V, 2...10 V, modulating | 1403.00
G225B-L+LVKX24-3 | Globe Valve | Water | Globe Valve (GV), 1", 2-way, ANSI Class 250, Cv 14 ¦Valve Actuator, Electronic fail-safe, AC 24 V, On/Off, Floating point | 1312.00
G225B-L+LVKX24-MFT | Globe Valve | Water | Globe Valve (GV), 1", 2-way, ANSI Class 250, Cv 14 ¦Valve Actuator, Electronic fail-safe, AC/DC 24 V, 2...10 V, MFT/programmable | 1468.00
G225B-L+LVKX24-SR | Globe Valve | Water | Globe Valve (GV), 1", 2-way, ANSI Class 250, Cv 14 ¦Valve Actuator, Electronic fail-safe, AC/DC 24 V, 2...10 V, modulating | 1403.00
G225B-L+LVX120-3 | Globe Valve | Water | Globe Valve (GV), 1", 2-way, ANSI Class 250, Cv 14 ¦Valve Actuator, Non fail-safe, AC 100...240 V, On/Off, Floating point | 1112.00
G225B-L+LVX24-3 | Globe Valve | Water | Globe Valve (GV), 1", 2-way, ANSI Class 250, Cv 14 ¦Valve Actuator, Non fail-safe, AC/DC 24 V, On/Off, Floating point | 1040.00
G225B-L+LVX24-MFT | Globe Valve | Water | Globe Valve (GV), 1", 2-way, ANSI Class 250, Cv 14 ¦Valve Actuator, Non fail-safe, AC/DC 24 V, 2...10 V, MFT/programmable | 1207.00
G225B-L+LVX24-SR | Globe Valve | Water | Globe Valve (GV), 1", 2-way, ANSI Class 250, Cv 14 ¦Valve Actuator, Non fail-safe, AC/DC 24 V, 2...10 V, modulating | 1143.00
G225S-K | Globe Valve | Water | Globe Valve (GV), 1", 2-way, ANSI Class 250, Cv 10 | 1015.00
G225S-K+LF120 US | Globe Valve | Water | Globe Valve (GV), 1", 2-way, ANSI Class 250, Cv 10 ¦Valve Actuator, Spring return, AC 120 V, On/Off | 1775.00
G225S-K+LF120-S US | Globe Valve | Water | Globe Valve (GV), 1", 2-way, ANSI Class 250, Cv 10 ¦Valve Actuator, Spring return, AC 120 V, On/Off, 1 x SPDT | 1911.00
G225S-K+LF24 US | Globe Valve | Water | Globe Valve (GV), 1", 2-way, ANSI Class 250, Cv 10 ¦Valve Actuator, Spring return, AC/DC 24 V, On/Off | 1975.00
G225S-K+LF24-3 US | Globe Valve | Water | Globe Valve (GV), 1", 2-way, ANSI Class 250, Cv 10 ¦Valve Actuator, Spring return, AC/DC 24 V, On/Off, Floating point | 1961.00
G225S-K+LF24-MFT US | Globe Valve | Water | Globe Valve (GV), 1", 2-way, ANSI Class 250, Cv 10 ¦Configurable Valve Actuator, Spring return, AC/DC 24 V, 2...10 V, MFT/programmable | 2316.00
G225S-K+LF24-MFT-S US | Globe Valve | Water | Globe Valve (GV), 1", 2-way, ANSI Class 250, Cv 10 ¦Configurable Valve Actuator, Spring return, AC/DC 24 V, 2...10 V, 1 x SPDT, MFT/programmable | 2425.00
G225S-K+LF24-S US | Globe Valve | Water | Globe Valve (GV), 1", 2-way, ANSI Class 250, Cv 10 ¦Valve Actuator, Spring return, AC/DC 24 V, On/Off, 1 x SPDT | 2083.00
G225S-K+LF24-SR US | Globe Valve | Water | Globe Valve (GV), 1", 2-way, ANSI Class 250, Cv 10 ¦Valve Actuator, Spring return, AC/DC 24 V, 2...10 V, modulating | 2117.00
G225S-K+LF24-SR-S US | Globe Valve | Water | Globe Valve (GV), 1", 2-way, ANSI Class 250, Cv 10 ¦Valve Actuator, Spring return, AC/DC 24 V, 2...10 V, 1 x SPDT, modulating | 2223.00
G225S-K+LVB24-3 | Globe Valve | Water | Globe Valve (GV), 1", 2-way, ANSI Class 250, Cv 10 ¦Valve Actuator, Non fail-safe, AC/DC 24 V, On/Off, Floating point | 1640.00
G225S-K+LVB24-SR | Globe Valve | Water | Globe Valve (GV), 1", 2-way, ANSI Class 250, Cv 10 ¦Valve Actuator, Non fail-safe, AC/DC 24 V, 2...10 V, modulating | 1742.00
G225S-K+LVKB24-3 | Globe Valve | Water | Globe Valve (GV), 1", 2-way, ANSI Class 250, Cv 10 ¦Valve Actuator, Electronic fail-safe, AC 24 V, On/Off, Floating point | 1941.00
G225S-K+LVKB24-MFT | Globe Valve | Water | Globe Valve (GV), 1", 2-way, ANSI Class 250, Cv 10 ¦Valve Actuator, Electronic fail-safe, AC/DC 24 V, 2...10 V, MFT/programmable | 2095.00
G225S-K+LVKB24-SR | Globe Valve | Water | Globe Valve (GV), 1", 2-way, ANSI Class 250, Cv 10 ¦Valve Actuator, Electronic fail-safe, AC/DC 24 V, 2...10 V, modulating | 2031.00
G225S-K+LVKX24-3 | Globe Valve | Water | Globe Valve (GV), 1", 2-way, ANSI Class 250, Cv 10 ¦Valve Actuator, Electronic fail-safe, AC 24 V, On/Off, Floating point | 1941.00
G225S-K+LVKX24-MFT | Globe Valve | Water | Globe Valve (GV), 1", 2-way, ANSI Class 250, Cv 10 ¦Valve Actuator, Electronic fail-safe, AC/DC 24 V, 2...10 V, MFT/programmable | 2095.00
G225S-K+LVKX24-SR | Globe Valve | Water | Globe Valve (GV), 1", 2-way, ANSI Class 250, Cv 10 ¦Valve Actuator, Electronic fail-safe, AC/DC 24 V, 2...10 V, modulating | 2031.00
G225S-K+LVX120-3 | Globe Valve | Water | Globe Valve (GV), 1", 2-way, ANSI Class 250, Cv 10 ¦Valve Actuator, Non fail-safe, AC 100...240 V, On/Off, Floating point | 1683.00
G225S-K+LVX24-3 | Globe Valve | Water | Globe Valve (GV), 1", 2-way, ANSI Class 250, Cv 10 ¦Valve Actuator, Non fail-safe, AC/DC 24 V, On/Off, Floating point | 1640.00
G225S-K+LVX24-MFT | Globe Valve | Water | Globe Valve (GV), 1", 2-way, ANSI Class 250, Cv 10 ¦Valve Actuator, Non fail-safe, AC/DC 24 V, 2...10 V, MFT/programmable | 1806.00
G225S-K+LVX24-SR | Globe Valve | Water | Globe Valve (GV), 1", 2-way, ANSI Class 250, Cv 10 ¦Valve Actuator, Non fail-safe, AC/DC 24 V, 2...10 V, modulating | 1742.00
G225S-L | Globe Valve | Water | Globe Valve (GV), 1", 2-way, ANSI Class 250, Cv 14 | 1015.00
G225S-L+LF120 US | Globe Valve | Water | Globe Valve (GV), 1", 2-way, ANSI Class 250, Cv 14 ¦Valve Actuator, Spring return, AC 120 V, On/Off | 1775.00
G225S-L+LF120-S US | Globe Valve | Water | Globe Valve (GV), 1", 2-way, ANSI Class 250, Cv 14 ¦Valve Actuator, Spring return, AC 120 V, On/Off, 1 x SPDT | 1911.00
G225S-L+LF24 US | Globe Valve | Water | Globe Valve (GV), 1", 2-way, ANSI Class 250, Cv 14 ¦Valve Actuator, Spring return, AC/DC 24 V, On/Off | 1978.00
G225S-L+LF24-3 US | Globe Valve | Water | Globe Valve (GV), 1", 2-way, ANSI Class 250, Cv 14 ¦Valve Actuator, Spring return, AC/DC 24 V, On/Off, Floating point | 1961.00
G225S-L+LF24-MFT US | Globe Valve | Water | Globe Valve (GV), 1", 2-way, ANSI Class 250, Cv 14 ¦Configurable Valve Actuator, Spring return, AC/DC 24 V, 2...10 V, MFT/programmable | 2319.00
G225S-L+LF24-MFT-S US | Globe Valve | Water | Globe Valve (GV), 1", 2-way, ANSI Class 250, Cv 14 ¦Configurable Valve Actuator, Spring return, AC/DC 24 V, 2...10 V, 1 x SPDT, MFT/programmable | 2428.00
G225S-L+LF24-S US | Globe Valve | Water | Globe Valve (GV), 1", 2-way, ANSI Class 250, Cv 14 ¦Valve Actuator, Spring return, AC/DC 24 V, On/Off, 1 x SPDT | 2086.00
G225S-L+LF24-SR US | Globe Valve | Water | Globe Valve (GV), 1", 2-way, ANSI Class 250, Cv 14 ¦Valve Actuator, Spring return, AC/DC 24 V, 2...10 V, modulating | 2120.00
G225S-L+LVB24-3 | Globe Valve | Water | Globe Valve (GV), 1", 2-way, ANSI Class 250, Cv 14 ¦Valve Actuator, Non fail-safe, AC/DC 24 V, On/Off, Floating point | 1647.00
G225S-L+LVB24-SR | Globe Valve | Water | Globe Valve (GV), 1", 2-way, ANSI Class 250, Cv 14 ¦Valve Actuator, Non fail-safe, AC/DC 24 V, 2...10 V, modulating | 1748.00
G225S-L+LVKB24-3 | Globe Valve | Water | Globe Valve (GV), 1", 2-way, ANSI Class 250, Cv 14 ¦Valve Actuator, Electronic fail-safe, AC 24 V, On/Off, Floating point | 2007.00
G225S-L+LVKB24-MFT | Globe Valve | Water | Globe Valve (GV), 1", 2-way, ANSI Class 250, Cv 14 ¦Valve Actuator, Electronic fail-safe, AC/DC 24 V, 2...10 V, MFT/programmable | 2162.00
G225S-L+LVKB24-SR | Globe Valve | Water | Globe Valve (GV), 1", 2-way, ANSI Class 250, Cv 14 ¦Valve Actuator, Electronic fail-safe, AC/DC 24 V, 2...10 V, modulating | 2096.00
G225S-L+LVKX120-3 | Globe Valve | Water | Globe Valve (GV), 1", 2-way, ANSI Class 250, Cv 14 ¦Valve Actuator, Electronic fail-safe, AC 100...240 V, On/Off, Floating point | 2050.00
G225S-L+LVKX24-3 | Globe Valve | Water | Globe Valve (GV), 1", 2-way, ANSI Class 250, Cv 14 ¦Valve Actuator, Electronic fail-safe, AC 24 V, On/Off, Floating point | 2007.00
G225S-L+LVKX24-MFT | Globe Valve | Water | Globe Valve (GV), 1", 2-way, ANSI Class 250, Cv 14 ¦Valve Actuator, Electronic fail-safe, AC/DC 24 V, 2...10 V, MFT/programmable | 2162.00
G225S-L+LVKX24-SR | Globe Valve | Water | Globe Valve (GV), 1", 2-way, ANSI Class 250, Cv 14 ¦Valve Actuator, Electronic fail-safe, AC/DC 24 V, 2...10 V, modulating | 2096.00
G225S-L+LVX120-3 | Globe Valve | Water | Globe Valve (GV), 1", 2-way, ANSI Class 250, Cv 14 ¦Valve Actuator, Non fail-safe, AC 100...240 V, On/Off, Floating point | 1689.00
G225S-L+LVX24-3 | Globe Valve | Water | Globe Valve (GV), 1", 2-way, ANSI Class 250, Cv 14 ¦Valve Actuator, Non fail-safe, AC/DC 24 V, On/Off, Floating point | 1647.00
G225S-L+LVX24-MFT | Globe Valve | Water | Globe Valve (GV), 1", 2-way, ANSI Class 250, Cv 14 ¦Valve Actuator, Non fail-safe, AC/DC 24 V, 2...10 V, MFT/programmable | 1812.00
G225S-L+LVX24-SR | Globe Valve | Water | Globe Valve (GV), 1", 2-way, ANSI Class 250, Cv 14 ¦Valve Actuator, Non fail-safe, AC/DC 24 V, 2...10 V, modulating | 1748.00
G232B-M | Globe Valve | Water | Globe Valve (GV), 1 1/4", 2-way, ANSI Class 250, Cv 20 | 535.00
G232B-M+LF120 US | Globe Valve | Water | Globe Valve (GV), 1 1/4", 2-way, ANSI Class 250, Cv 20 ¦Valve Actuator, Spring return, AC 120 V, On/Off | 1529.00
G232B-M+LF120-S US | Globe Valve | Water | Globe Valve (GV), 1 1/4", 2-way, ANSI Class 250, Cv 20 ¦Valve Actuator, Spring return, AC 120 V, On/Off, 1 x SPDT | 1636.00
G232B-M+LF24 US | Globe Valve | Water | Globe Valve (GV), 1 1/4", 2-way, ANSI Class 250, Cv 20 ¦Valve Actuator, Spring return, AC/DC 24 V, On/Off | 1529.00
G232B-M+LF24-3 US | Globe Valve | Water | Globe Valve (GV), 1 1/4", 2-way, ANSI Class 250, Cv 20 ¦Valve Actuator, Spring return, AC/DC 24 V, On/Off, Floating point | 1669.00
G232B-M+LF24-MFT US | Globe Valve | Water | Globe Valve (GV), 1 1/4", 2-way, ANSI Class 250, Cv 20 ¦Configurable Valve Actuator, Spring return, AC/DC 24 V, 2...10 V, MFT/programmable | 1856.00
G232B-M+LF24-MFT-S US | Globe Valve | Water | Globe Valve (GV), 1 1/4", 2-way, ANSI Class 250, Cv 20 ¦Configurable Valve Actuator, Spring return, AC/DC 24 V, 2...10 V, 1 x SPDT, MFT/programmable | 1963.00
G232B-M+LF24-S US | Globe Valve | Water | Globe Valve (GV), 1 1/4", 2-way, ANSI Class 250, Cv 20 ¦Valve Actuator, Spring return, AC/DC 24 V, On/Off, 1 x SPDT | 1636.00
G232B-M+LF24-SR US | Globe Valve | Water | Globe Valve (GV), 1 1/4", 2-way, ANSI Class 250, Cv 20 ¦Valve Actuator, Spring return, AC/DC 24 V, 2...10 V, modulating | 1660.00
G232B-M+LVB24-3 | Globe Valve | Water | Globe Valve (GV), 1 1/4", 2-way, ANSI Class 250, Cv 20 ¦Valve Actuator, Non fail-safe, AC/DC 24 V, On/Off, Floating point | 1126.00
G232B-M+LVB24-SR | Globe Valve | Water | Globe Valve (GV), 1 1/4", 2-way, ANSI Class 250, Cv 20 ¦Valve Actuator, Non fail-safe, AC/DC 24 V, 2...10 V, modulating | 1229.00
G232B-M+LVKB24-3 | Globe Valve | Water | Globe Valve (GV), 1 1/4", 2-way, ANSI Class 250, Cv 20 ¦Valve Actuator, Electronic fail-safe, AC 24 V, On/Off, Floating point | 1448.00
G232B-M+LVKB24-MFT | Globe Valve | Water | Globe Valve (GV), 1 1/4", 2-way, ANSI Class 250, Cv 20 ¦Valve Actuator, Electronic fail-safe, AC/DC 24 V, 2...10 V, MFT/programmable | 1602.00
G232B-M+LVKB24-SR | Globe Valve | Water | Globe Valve (GV), 1 1/4", 2-way, ANSI Class 250, Cv 20 ¦Valve Actuator, Electronic fail-safe, AC/DC 24 V, 2...10 V, modulating | 1539.00
G232B-M+LVKX24-3 | Globe Valve | Water | Globe Valve (GV), 1 1/4", 2-way, ANSI Class 250, Cv 20 ¦Valve Actuator, Electronic fail-safe, AC 24 V, On/Off, Floating point | 1448.00
G232B-M+LVKX24-MFT | Globe Valve | Water | Globe Valve (GV), 1 1/4", 2-way, ANSI Class 250, Cv 20 ¦Valve Actuator, Electronic fail-safe, AC/DC 24 V, 2...10 V, MFT/programmable | 1602.00
G232B-M+LVKX24-SR | Globe Valve | Water | Globe Valve (GV), 1 1/4", 2-way, ANSI Class 250, Cv 20 ¦Valve Actuator, Electronic fail-safe, AC/DC 24 V, 2...10 V, modulating | 1539.00
G232B-M+LVX120-3 | Globe Valve | Water | Globe Valve (GV), 1 1/4", 2-way, ANSI Class 250, Cv 20 ¦Valve Actuator, Non fail-safe, AC 100...240 V, On/Off, Floating point | 1195.00
G232B-M+LVX24-3 | Globe Valve | Water | Globe Valve (GV), 1 1/4", 2-way, ANSI Class 250, Cv 20 ¦Valve Actuator, Non fail-safe, AC/DC 24 V, On/Off, Floating point | 1126.00
G232B-M+LVX24-MFT | Globe Valve | Water | Globe Valve (GV), 1 1/4", 2-way, ANSI Class 250, Cv 20 ¦Valve Actuator, Non fail-safe, AC/DC 24 V, 2...10 V, MFT/programmable | 1293.00
G232B-M+LVX24-SR | Globe Valve | Water | Globe Valve (GV), 1 1/4", 2-way, ANSI Class 250, Cv 20 ¦Valve Actuator, Non fail-safe, AC/DC 24 V, 2...10 V, modulating | 1229.00
G232S-M | Globe Valve | Water | Globe Valve (GV), 1 1/4", 2-way, ANSI Class 250, Cv 20 | 1195.00
G232S-M+LF120 US | Globe Valve | Water | Globe Valve (GV), 1 1/4", 2-way, ANSI Class 250, Cv 20 ¦Valve Actuator, Spring return, AC 120 V, On/Off | 1910.00
G232S-M+LF120-S US | Globe Valve | Water | Globe Valve (GV), 1 1/4", 2-way, ANSI Class 250, Cv 20 ¦Valve Actuator, Spring return, AC 120 V, On/Off, 1 x SPDT | 2046.00
G232S-M+LF24 US | Globe Valve | Water | Globe Valve (GV), 1 1/4", 2-way, ANSI Class 250, Cv 20 ¦Valve Actuator, Spring return, AC/DC 24 V, On/Off | 2361.00
G232S-M+LF24-3 US | Globe Valve | Water | Globe Valve (GV), 1 1/4", 2-way, ANSI Class 250, Cv 20 ¦Valve Actuator, Spring return, AC/DC 24 V, On/Off, Floating point | 2086.00
G232S-M+LF24-MFT US | Globe Valve | Water | Globe Valve (GV), 1 1/4", 2-way, ANSI Class 250, Cv 20 ¦Configurable Valve Actuator, Spring return, AC/DC 24 V, 2...10 V, MFT/programmable | 2707.00
G232S-M+LF24-MFT-S US | Globe Valve | Water | Globe Valve (GV), 1 1/4", 2-way, ANSI Class 250, Cv 20 ¦Configurable Valve Actuator, Spring return, AC/DC 24 V, 2...10 V, 1 x SPDT, MFT/programmable | 2816.00
G232S-M+LF24-S US | Globe Valve | Water | Globe Valve (GV), 1 1/4", 2-way, ANSI Class 250, Cv 20 ¦Valve Actuator, Spring return, AC/DC 24 V, On/Off, 1 x SPDT | 2471.00
G232S-M+LF24-SR US | Globe Valve | Water | Globe Valve (GV), 1 1/4", 2-way, ANSI Class 250, Cv 20 ¦Valve Actuator, Spring return, AC/DC 24 V, 2...10 V, modulating | 2512.00
G232S-M+LVB24-3 | Globe Valve | Water | Globe Valve (GV), 1 1/4", 2-way, ANSI Class 250, Cv 20 ¦Valve Actuator, Non fail-safe, AC/DC 24 V, On/Off, Floating point | 1958.00
G232S-M+LVB24-SR | Globe Valve | Water | Globe Valve (GV), 1 1/4", 2-way, ANSI Class 250, Cv 20 ¦Valve Actuator, Non fail-safe, AC/DC 24 V, 2...10 V, modulating | 2060.00
G232S-M+LVKB24-3 | Globe Valve | Water | Globe Valve (GV), 1 1/4", 2-way, ANSI Class 250, Cv 20 ¦Valve Actuator, Electronic fail-safe, AC 24 V, On/Off, Floating point | 2412.00
G232S-M+LVKB24-MFT | Globe Valve | Water | Globe Valve (GV), 1 1/4", 2-way, ANSI Class 250, Cv 20 ¦Valve Actuator, Electronic fail-safe, AC/DC 24 V, 2...10 V, MFT/programmable | 2567.00
G232S-M+LVKB24-SR | Globe Valve | Water | Globe Valve (GV), 1 1/4", 2-way, ANSI Class 250, Cv 20 ¦Valve Actuator, Electronic fail-safe, AC/DC 24 V, 2...10 V, modulating | 2502.00
G232S-M+LVKX120-3 | Globe Valve | Water | Globe Valve (GV), 1 1/4", 2-way, ANSI Class 250, Cv 20 ¦Valve Actuator, Electronic fail-safe, AC 100...240 V, On/Off, Floating point | 2445.00
G232S-M+LVKX24-3 | Globe Valve | Water | Globe Valve (GV), 1 1/4", 2-way, ANSI Class 250, Cv 20 ¦Valve Actuator, Electronic fail-safe, AC 24 V, On/Off, Floating point | 2412.00
G232S-M+LVKX24-MFT | Globe Valve | Water | Globe Valve (GV), 1 1/4", 2-way, ANSI Class 250, Cv 20 ¦Valve Actuator, Electronic fail-safe, AC/DC 24 V, 2...10 V, MFT/programmable | 2567.00
G232S-M+LVKX24-SR | Globe Valve | Water | Globe Valve (GV), 1 1/4", 2-way, ANSI Class 250, Cv 20 ¦Valve Actuator, Electronic fail-safe, AC/DC 24 V, 2...10 V, modulating | 2502.00
G232S-M+LVX120-3 | Globe Valve | Water | Globe Valve (GV), 1 1/4", 2-way, ANSI Class 250, Cv 20 ¦Valve Actuator, Non fail-safe, AC 100...240 V, On/Off, Floating point | 1987.00
G232S-M+LVX24-3 | Globe Valve | Water | Globe Valve (GV), 1 1/4", 2-way, ANSI Class 250, Cv 20 ¦Valve Actuator, Non fail-safe, AC/DC 24 V, On/Off, Floating point | 1958.00
G232S-M+LVX24-MFT | Globe Valve | Water | Globe Valve (GV), 1 1/4", 2-way, ANSI Class 250, Cv 20 ¦Valve Actuator, Non fail-safe, AC/DC 24 V, 2...10 V, MFT/programmable | 2124.00
G232S-M+LVX24-SR | Globe Valve | Water | Globe Valve (GV), 1 1/4", 2-way, ANSI Class 250, Cv 20 ¦Valve Actuator, Non fail-safe, AC/DC 24 V, 2...10 V, modulating | 2060.00
G240B-N | Globe Valve | Water | Globe Valve (GV), 1 1/2", 2-way, ANSI Class 250, Cv 28 | 673.00
G240B-N+LVB24-3 | Globe Valve | Water | Globe Valve (GV), 1 1/2", 2-way, ANSI Class 250, Cv 28 ¦Valve Actuator, Non fail-safe, AC/DC 24 V, On/Off, Floating point | 1295.00
G240B-N+LVB24-SR | Globe Valve | Water | Globe Valve (GV), 1 1/2", 2-way, ANSI Class 250, Cv 28 ¦Valve Actuator, Non fail-safe, AC/DC 24 V, 2...10 V, modulating | 1398.00
G240B-N+LVKB24-3 | Globe Valve | Water | Globe Valve (GV), 1 1/2", 2-way, ANSI Class 250, Cv 28 ¦Valve Actuator, Electronic fail-safe, AC 24 V, On/Off, Floating point | 1540.00
G240B-N+LVKB24-MFT | Globe Valve | Water | Globe Valve (GV), 1 1/2", 2-way, ANSI Class 250, Cv 28 ¦Valve Actuator, Electronic fail-safe, AC/DC 24 V, 2...10 V, MFT/programmable | 1695.00
G240B-N+LVKB24-SR | Globe Valve | Water | Globe Valve (GV), 1 1/2", 2-way, ANSI Class 250, Cv 28 ¦Valve Actuator, Electronic fail-safe, AC/DC 24 V, 2...10 V, modulating | 1631.00
G240B-N+LVKX24-3 | Globe Valve | Water | Globe Valve (GV), 1 1/2", 2-way, ANSI Class 250, Cv 28 ¦Valve Actuator, Electronic fail-safe, AC 24 V, On/Off, Floating point | 1540.00
G240B-N+LVKX24-MFT | Globe Valve | Water | Globe Valve (GV), 1 1/2", 2-way, ANSI Class 250, Cv 28 ¦Valve Actuator, Electronic fail-safe, AC/DC 24 V, 2...10 V, MFT/programmable | 1695.00
G240B-N+LVKX24-SR | Globe Valve | Water | Globe Valve (GV), 1 1/2", 2-way, ANSI Class 250, Cv 28 ¦Valve Actuator, Electronic fail-safe, AC/DC 24 V, 2...10 V, modulating | 1631.00
G240B-N+LVX120-3 | Globe Valve | Water | Globe Valve (GV), 1 1/2", 2-way, ANSI Class 250, Cv 28 ¦Valve Actuator, Non fail-safe, AC 100...240 V, On/Off, Floating point | 1355.00
G240B-N+LVX24-3 | Globe Valve | Water | Globe Valve (GV), 1 1/2", 2-way, ANSI Class 250, Cv 28 ¦Valve Actuator, Non fail-safe, AC/DC 24 V, On/Off, Floating point | 1295.00
G240B-N+LVX24-MFT | Globe Valve | Water | Globe Valve (GV), 1 1/2", 2-way, ANSI Class 250, Cv 28 ¦Valve Actuator, Non fail-safe, AC/DC 24 V, 2...10 V, MFT/programmable | 1462.00
G240B-N+LVX24-SR | Globe Valve | Water | Globe Valve (GV), 1 1/2", 2-way, ANSI Class 250, Cv 28 ¦Valve Actuator, Non fail-safe, AC/DC 24 V, 2...10 V, modulating | 1398.00
G240B-N+NFB24-SR-X1 | Globe Valve | Water | Globe Valve (GV), 1 1/2", 2-way, ANSI Class 250, Cv 28 ¦Valve Actuator, Spring return, AC/DC 24 V, 2...10 V, modulating | 2094.00
G240B-N+NFBUP-S-X1 | Globe Valve | Water | Globe Valve (GV), 1 1/2", 2-way, ANSI Class 250, Cv 28 ¦Valve Actuator, Spring return, AC 24...240 V / DC 24...125 V, On/Off, 2 x SPDT | 2122.00
G240B-N+NFBUP-X1 | Globe Valve | Water | Globe Valve (GV), 1 1/2", 2-way, ANSI Class 250, Cv 28 ¦Valve Actuator, Spring return, AC 24...240 V / DC 24...125 V, On/Off | 2013.00
G240B-N+NFX24-MFT-S-X1 | Globe Valve | Water | Globe Valve (GV), 1 1/2", 2-way, ANSI Class 250, Cv 28 ¦Configurable Valve Actuator, Spring return, AC/DC 24 V, 2...10 V, 2 x SPDT, MFT/programmable | 2286.00
G240B-N+NFX24-MFT-X1 | Globe Valve | Water | Globe Valve (GV), 1 1/2", 2-way, ANSI Class 250, Cv 28 ¦Configurable Valve Actuator, Spring return, AC/DC 24 V, 2...10 V, MFT/programmable | 2177.00
G240S-N | Globe Valve | Water | Globe Valve (GV), 1 1/2", 2-way, ANSI Class 250, Cv 28 | 1445.00
G240S-N+LVB24-3 | Globe Valve | Water | Globe Valve (GV), 1 1/2", 2-way, ANSI Class 250, Cv 28 ¦Valve Actuator, Non fail-safe, AC/DC 24 V, On/Off, Floating point | 2324.00
G240S-N+LVB24-SR | Globe Valve | Water | Globe Valve (GV), 1 1/2", 2-way, ANSI Class 250, Cv 28 ¦Valve Actuator, Non fail-safe, AC/DC 24 V, 2...10 V, modulating | 2425.00
G240S-N+LVKB24-3 | Globe Valve | Water | Globe Valve (GV), 1 1/2", 2-way, ANSI Class 250, Cv 28 ¦Valve Actuator, Electronic fail-safe, AC 24 V, On/Off, Floating point | 2810.00
G240S-N+LVKB24-MFT | Globe Valve | Water | Globe Valve (GV), 1 1/2", 2-way, ANSI Class 250, Cv 28 ¦Valve Actuator, Electronic fail-safe, AC/DC 24 V, 2...10 V, MFT/programmable | 2965.00
G240S-N+LVKB24-SR | Globe Valve | Water | Globe Valve (GV), 1 1/2", 2-way, ANSI Class 250, Cv 28 ¦Valve Actuator, Electronic fail-safe, AC/DC 24 V, 2...10 V, modulating | 2900.00
G240S-N+LVKX120-3 | Globe Valve | Water | Globe Valve (GV), 1 1/2", 2-way, ANSI Class 250, Cv 28 ¦Valve Actuator, Electronic fail-safe, AC 100...240 V, On/Off, Floating point | 2802.00
G240S-N+LVKX24-3 | Globe Valve | Water | Globe Valve (GV), 1 1/2", 2-way, ANSI Class 250, Cv 28 ¦Valve Actuator, Electronic fail-safe, AC 24 V, On/Off, Floating point | 2810.00
G240S-N+LVKX24-MFT | Globe Valve | Water | Globe Valve (GV), 1 1/2", 2-way, ANSI Class 250, Cv 28 ¦Valve Actuator, Electronic fail-safe, AC/DC 24 V, 2...10 V, MFT/programmable | 2965.00
G240S-N+LVKX24-SR | Globe Valve | Water | Globe Valve (GV), 1 1/2", 2-way, ANSI Class 250, Cv 28 ¦Valve Actuator, Electronic fail-safe, AC/DC 24 V, 2...10 V, modulating | 2900.00
G240S-N+LVX120-3 | Globe Valve | Water | Globe Valve (GV), 1 1/2", 2-way, ANSI Class 250, Cv 28 ¦Valve Actuator, Non fail-safe, AC 100...240 V, On/Off, Floating point | 2334.00
G240S-N+LVX24-3 | Globe Valve | Water | Globe Valve (GV), 1 1/2", 2-way, ANSI Class 250, Cv 28 ¦Valve Actuator, Non fail-safe, AC/DC 24 V, On/Off, Floating point | 2324.00
G240S-N+LVX24-MFT | Globe Valve | Water | Globe Valve (GV), 1 1/2", 2-way, ANSI Class 250, Cv 28 ¦Valve Actuator, Non fail-safe, AC/DC 24 V, 2...10 V, MFT/programmable | 2489.00
G240S-N+LVX24-SR | Globe Valve | Water | Globe Valve (GV), 1 1/2", 2-way, ANSI Class 250, Cv 28 ¦Valve Actuator, Non fail-safe, AC/DC 24 V, 2...10 V, modulating | 2425.00
G240S-N+NFB24-SR-X1 | Globe Valve | Water | Globe Valve (GV), 1 1/2", 2-way, ANSI Class 250, Cv 28 ¦Valve Actuator, Spring return, AC/DC 24 V, 2...10 V, modulating | 3164.00
G240S-N+NFBUP-S-X1 | Globe Valve | Water | Globe Valve (GV), 1 1/2", 2-way, ANSI Class 250, Cv 28 ¦Valve Actuator, Spring return, AC 24...240 V / DC 24...125 V, On/Off, 2 x SPDT | 3188.00
G240S-N+NFBUP-X1 | Globe Valve | Water | Globe Valve (GV), 1 1/2", 2-way, ANSI Class 250, Cv 28 ¦Valve Actuator, Spring return, AC 24...240 V / DC 24...125 V, On/Off | 3080.00
G240S-N+NFX24-MFT-S-X1 | Globe Valve | Water | Globe Valve (GV), 1 1/2", 2-way, ANSI Class 250, Cv 28 ¦Configurable Valve Actuator, Spring return, AC/DC 24 V, 2...10 V, 2 x SPDT, MFT/programmable | 3354.00
G240S-N+NFX24-MFT-X1 | Globe Valve | Water | Globe Valve (GV), 1 1/2", 2-way, ANSI Class 250, Cv 28 ¦Configurable Valve Actuator, Spring return, AC/DC 24 V, 2...10 V, MFT/programmable | 3246.00
G250B-N | Globe Valve | Water | Globe Valve (GV), 2", 2-way, ANSI Class 250, Cv 40 | 883.00
G250B-N+LVB24-3 | Globe Valve | Water | Globe Valve (GV), 2", 2-way, ANSI Class 250, Cv 40 ¦Valve Actuator, Non fail-safe, AC/DC 24 V, On/Off, Floating point | 1471.00
G250B-N+LVB24-SR | Globe Valve | Water | Globe Valve (GV), 2", 2-way, ANSI Class 250, Cv 40 ¦Valve Actuator, Non fail-safe, AC/DC 24 V, 2...10 V, modulating | 1574.00
G250B-N+LVKB24-3 | Globe Valve | Water | Globe Valve (GV), 2", 2-way, ANSI Class 250, Cv 40 ¦Valve Actuator, Electronic fail-safe, AC 24 V, On/Off, Floating point | 1809.00
G250B-N+LVKB24-MFT | Globe Valve | Water | Globe Valve (GV), 2", 2-way, ANSI Class 250, Cv 40 ¦Valve Actuator, Electronic fail-safe, AC/DC 24 V, 2...10 V, MFT/programmable | 1964.00
G250B-N+LVKB24-SR | Globe Valve | Water | Globe Valve (GV), 2", 2-way, ANSI Class 250, Cv 40 ¦Valve Actuator, Electronic fail-safe, AC/DC 24 V, 2...10 V, modulating | 1901.00
G250B-N+LVKX120-3 | Globe Valve | Water | Globe Valve (GV), 2", 2-way, ANSI Class 250, Cv 40 ¦Valve Actuator, Electronic fail-safe, AC 100...240 V, On/Off, Floating point | 1849.00
G250B-N+LVKX24-3 | Globe Valve | Water | Globe Valve (GV), 2", 2-way, ANSI Class 250, Cv 40 ¦Valve Actuator, Electronic fail-safe, AC 24 V, On/Off, Floating point | 1809.00
G250B-N+LVKX24-MFT | Globe Valve | Water | Globe Valve (GV), 2", 2-way, ANSI Class 250, Cv 40 ¦Valve Actuator, Electronic fail-safe, AC/DC 24 V, 2...10 V, MFT/programmable | 1964.00
G250B-N+LVKX24-SR | Globe Valve | Water | Globe Valve (GV), 2", 2-way, ANSI Class 250, Cv 40 ¦Valve Actuator, Electronic fail-safe, AC/DC 24 V, 2...10 V, modulating | 1901.00
G250B-N+LVX120-3 | Globe Valve | Water | Globe Valve (GV), 2", 2-way, ANSI Class 250, Cv 40 ¦Valve Actuator, Non fail-safe, AC 100...240 V, On/Off, Floating point | 1522.00
G250B-N+LVX24-3 | Globe Valve | Water | Globe Valve (GV), 2", 2-way, ANSI Class 250, Cv 40 ¦Valve Actuator, Non fail-safe, AC/DC 24 V, On/Off, Floating point | 1471.00
G250B-N+LVX24-MFT | Globe Valve | Water | Globe Valve (GV), 2", 2-way, ANSI Class 250, Cv 40 ¦Valve Actuator, Non fail-safe, AC/DC 24 V, 2...10 V, MFT/programmable | 1638.00
G250B-N+LVX24-SR | Globe Valve | Water | Globe Valve (GV), 2", 2-way, ANSI Class 250, Cv 40 ¦Valve Actuator, Non fail-safe, AC/DC 24 V, 2...10 V, modulating | 1574.00
G250B-N+NFB24-SR-X1 | Globe Valve | Water | Globe Valve (GV), 2", 2-way, ANSI Class 250, Cv 40 ¦Valve Actuator, Spring return, AC/DC 24 V, 2...10 V, modulating | 2246.00
G250B-N+NFBUP-S-X1 | Globe Valve | Water | Globe Valve (GV), 2", 2-way, ANSI Class 250, Cv 40 ¦Valve Actuator, Spring return, AC 24...240 V / DC 24...125 V, On/Off, 2 x SPDT | 2196.00
G250B-N+NFBUP-X1 | Globe Valve | Water | Globe Valve (GV), 2", 2-way, ANSI Class 250, Cv 40 ¦Valve Actuator, Spring return, AC 24...240 V / DC 24...125 V, On/Off | 2087.00
G250B-N+NFX24-MFT-S-X1 | Globe Valve | Water | Globe Valve (GV), 2", 2-way, ANSI Class 250, Cv 40 ¦Configurable Valve Actuator, Spring return, AC/DC 24 V, 2...10 V, 2 x SPDT, MFT/programmable | 2363.00
G250B-N+NFX24-MFT-X1 | Globe Valve | Water | Globe Valve (GV), 2", 2-way, ANSI Class 250, Cv 40 ¦Configurable Valve Actuator, Spring return, AC/DC 24 V, 2...10 V, MFT/programmable | 2254.00
G250S-N | Globe Valve | Water | Globe Valve (GV), 2", 2-way, ANSI Class 250, Cv 40 | 1774.00
G250S-N+LVB24-3 | Globe Valve | Water | Globe Valve (GV), 2", 2-way, ANSI Class 250, Cv 40 ¦Valve Actuator, Non fail-safe, AC/DC 24 V, On/Off, Floating point | 2591.00
G250S-N+LVB24-SR | Globe Valve | Water | Globe Valve (GV), 2", 2-way, ANSI Class 250, Cv 40 ¦Valve Actuator, Non fail-safe, AC/DC 24 V, 2...10 V, modulating | 2691.00
G250S-N+LVKB24-3 | Globe Valve | Water | Globe Valve (GV), 2", 2-way, ANSI Class 250, Cv 40 ¦Valve Actuator, Electronic fail-safe, AC 24 V, On/Off, Floating point | 3102.00
G250S-N+LVKB24-MFT | Globe Valve | Water | Globe Valve (GV), 2", 2-way, ANSI Class 250, Cv 40 ¦Valve Actuator, Electronic fail-safe, AC/DC 24 V, 2...10 V, MFT/programmable | 3257.00
G250S-N+LVKB24-SR | Globe Valve | Water | Globe Valve (GV), 2", 2-way, ANSI Class 250, Cv 40 ¦Valve Actuator, Electronic fail-safe, AC/DC 24 V, 2...10 V, modulating | 3192.00
G250S-N+LVKX24-3 | Globe Valve | Water | Globe Valve (GV), 2", 2-way, ANSI Class 250, Cv 40 ¦Valve Actuator, Electronic fail-safe, AC 24 V, On/Off, Floating point | 3102.00
G250S-N+LVKX24-MFT | Globe Valve | Water | Globe Valve (GV), 2", 2-way, ANSI Class 250, Cv 40 ¦Valve Actuator, Electronic fail-safe, AC/DC 24 V, 2...10 V, MFT/programmable | 3257.00
G250S-N+LVKX24-SR | Globe Valve | Water | Globe Valve (GV), 2", 2-way, ANSI Class 250, Cv 40 ¦Valve Actuator, Electronic fail-safe, AC/DC 24 V, 2...10 V, modulating | 3192.00
G250S-N+LVX120-3 | Globe Valve | Water | Globe Valve (GV), 2", 2-way, ANSI Class 250, Cv 40 ¦Valve Actuator, Non fail-safe, AC 100...240 V, On/Off, Floating point | 2589.00
G250S-N+LVX24-3 | Globe Valve | Water | Globe Valve (GV), 2", 2-way, ANSI Class 250, Cv 40 ¦Valve Actuator, Non fail-safe, AC/DC 24 V, On/Off, Floating point | 2591.00
G250S-N+LVX24-MFT | Globe Valve | Water | Globe Valve (GV), 2", 2-way, ANSI Class 250, Cv 40 ¦Valve Actuator, Non fail-safe, AC/DC 24 V, 2...10 V, MFT/programmable | 2756.00
G250S-N+LVX24-SR | Globe Valve | Water | Globe Valve (GV), 2", 2-way, ANSI Class 250, Cv 40 ¦Valve Actuator, Non fail-safe, AC/DC 24 V, 2...10 V, modulating | 2691.00
G250S-N+NFB24-SR-X1 | Globe Valve | Water | Globe Valve (GV), 2", 2-way, ANSI Class 250, Cv 40 ¦Valve Actuator, Spring return, AC/DC 24 V, 2...10 V, modulating | 3409.00
G250S-N+NFBUP-S-X1 | Globe Valve | Water | Globe Valve (GV), 2", 2-way, ANSI Class 250, Cv 40 ¦Valve Actuator, Spring return, AC 24...240 V / DC 24...125 V, On/Off, 2 x SPDT | 3433.00
G250S-N+NFBUP-X1 | Globe Valve | Water | Globe Valve (GV), 2", 2-way, ANSI Class 250, Cv 40 ¦Valve Actuator, Spring return, AC 24...240 V / DC 24...125 V, On/Off | 3325.00
G250S-N+NFX24-MFT-S-X1 | Globe Valve | Water | Globe Valve (GV), 2", 2-way, ANSI Class 250, Cv 40 ¦Configurable Valve Actuator, Spring return, AC/DC 24 V, 2...10 V, 2 x SPDT, MFT/programmable | 3594.00
G250S-N+NFX24-MFT-X1 | Globe Valve | Water | Globe Valve (GV), 2", 2-way, ANSI Class 250, Cv 40 ¦Configurable Valve Actuator, Spring return, AC/DC 24 V, 2...10 V, MFT/programmable | 3486.00
G315B-G | Globe Valve | Water | Globe Valve (GV), 1/2", 3-way, ANSI Class 250, Cv 2.2 | 332.00
G315B-G+NFB24-SR-X1 | Globe Valve | Water | Globe Valve (GV), 1/2", 3-way, ANSI Class 250, Cv 2.2 ¦Valve Actuator, Spring return, AC/DC 24 V, 2...10 V, modulating | 1586.00
G315B-G+NFBUP-S-X1 | Globe Valve | Water | Globe Valve (GV), 1/2", 3-way, ANSI Class 250, Cv 2.2 ¦Valve Actuator, Spring return, AC 24...240 V / DC 24...125 V, On/Off, 2 x SPDT | 1615.00
G315B-G+NFBUP-X1 | Globe Valve | Water | Globe Valve (GV), 1/2", 3-way, ANSI Class 250, Cv 2.2 ¦Valve Actuator, Spring return, AC 24...240 V / DC 24...125 V, On/Off | 1505.00
G315B-G+NFX24-MFT-S-X1 | Globe Valve | Water | Globe Valve (GV), 1/2", 3-way, ANSI Class 250, Cv 2.2 ¦Configurable Valve Actuator, Spring return, AC/DC 24 V, 2...10 V, 2 x SPDT, MFT/programmable | 1775.00
G315B-G+NFX24-MFT-X1 | Globe Valve | Water | Globe Valve (GV), 1/2", 3-way, ANSI Class 250, Cv 2.2 ¦Configurable Valve Actuator, Spring return, AC/DC 24 V, 2...10 V, MFT/programmable | 1665.00
G315B-G+SVB24-3 | Globe Valve | Water | Globe Valve (GV), 1/2", 3-way, ANSI Class 250, Cv 2.2 ¦Valve Actuator, Non fail-safe, AC/DC 24 V, On/Off, Floating point | 1006.00
G315B-G+SVB24-SR | Globe Valve | Water | Globe Valve (GV), 1/2", 3-way, ANSI Class 250, Cv 2.2 ¦Valve Actuator, Non fail-safe, AC/DC 24 V, 2...10 V, modulating | 1110.00
G315B-G+SVKB24-3 | Globe Valve | Water | Globe Valve (GV), 1/2", 3-way, ANSI Class 250, Cv 2.2 ¦Valve Actuator, Electronic fail-safe, AC 24 V, On/Off, Floating point | 1179.00
G315B-G+SVKB24-MFT | Globe Valve | Water | Globe Valve (GV), 1/2", 3-way, ANSI Class 250, Cv 2.2 ¦Valve Actuator, Electronic fail-safe, AC/DC 24 V, 2...10 V, MFT/programmable | 1336.00
G315B-G+SVKB24-SR | Globe Valve | Water | Globe Valve (GV), 1/2", 3-way, ANSI Class 250, Cv 2.2 ¦Valve Actuator, Electronic fail-safe, AC/DC 24 V, 2...10 V, modulating | 1268.00
G315B-G+SVKX24-3 | Globe Valve | Water | Globe Valve (GV), 1/2", 3-way, ANSI Class 250, Cv 2.2 ¦Valve Actuator, Electronic fail-safe, AC 24 V, On/Off, Floating point | 1179.00
G315B-G+SVKX24-MFT | Globe Valve | Water | Globe Valve (GV), 1/2", 3-way, ANSI Class 250, Cv 2.2 ¦Valve Actuator, Electronic fail-safe, AC/DC 24 V, 2...10 V, MFT/programmable | 1336.00
G315B-G+SVKX24-SR | Globe Valve | Water | Globe Valve (GV), 1/2", 3-way, ANSI Class 250, Cv 2.2 ¦Valve Actuator, Electronic fail-safe, AC/DC 24 V, 2...10 V, modulating | 1268.00
G315B-G+SVX120-3 | Globe Valve | Water | Globe Valve (GV), 1/2", 3-way, ANSI Class 250, Cv 2.2 ¦Valve Actuator, Non fail-safe, AC 100...240 V, On/Off, Floating point | 1083.00
G315B-G+SVX24-3 | Globe Valve | Water | Globe Valve (GV), 1/2", 3-way, ANSI Class 250, Cv 2.2 ¦Valve Actuator, Non fail-safe, AC/DC 24 V, On/Off, Floating point | 1006.00
G315B-G+SVX24-MFT | Globe Valve | Water | Globe Valve (GV), 1/2", 3-way, ANSI Class 250, Cv 2.2 ¦Valve Actuator, Non fail-safe, AC/DC 24 V, 2...10 V, MFT/programmable | 1175.00
G315B-G+SVX24-SR | Globe Valve | Water | Globe Valve (GV), 1/2", 3-way, ANSI Class 250, Cv 2.2 ¦Valve Actuator, Non fail-safe, AC/DC 24 V, 2...10 V, modulating | 1110.00
G315B-J | Globe Valve | Water | Globe Valve (GV), 1/2", 3-way, ANSI Class 250, Cv 4.4 | 332.00
G315B-J+NFB24-SR-X1 | Globe Valve | Water | Globe Valve (GV), 1/2", 3-way, ANSI Class 250, Cv 4.4 ¦Valve Actuator, Spring return, AC/DC 24 V, 2...10 V, modulating | 1588.00
G315B-J+NFBUP-S-X1 | Globe Valve | Water | Globe Valve (GV), 1/2", 3-way, ANSI Class 250, Cv 4.4 ¦Valve Actuator, Spring return, AC 24...240 V / DC 24...125 V, On/Off, 2 x SPDT | 1617.00
G315B-J+NFBUP-X1 | Globe Valve | Water | Globe Valve (GV), 1/2", 3-way, ANSI Class 250, Cv 4.4 ¦Valve Actuator, Spring return, AC 24...240 V / DC 24...125 V, On/Off | 1507.00
G315B-J+NFX24-MFT-S-X1 | Globe Valve | Water | Globe Valve (GV), 1/2", 3-way, ANSI Class 250, Cv 4.4 ¦Configurable Valve Actuator, Spring return, AC/DC 24 V, 2...10 V, 2 x SPDT, MFT/programmable | 1777.00
G315B-J+NFX24-MFT-X1 | Globe Valve | Water | Globe Valve (GV), 1/2", 3-way, ANSI Class 250, Cv 4.4 ¦Configurable Valve Actuator, Spring return, AC/DC 24 V, 2...10 V, MFT/programmable | 1667.00
G315B-J+SVB24-3 | Globe Valve | Water | Globe Valve (GV), 1/2", 3-way, ANSI Class 250, Cv 4.4 ¦Valve Actuator, Non fail-safe, AC/DC 24 V, On/Off, Floating point | 1010.00
G315B-J+SVB24-SR | Globe Valve | Water | Globe Valve (GV), 1/2", 3-way, ANSI Class 250, Cv 4.4 ¦Valve Actuator, Non fail-safe, AC/DC 24 V, 2...10 V, modulating | 1114.00
G315B-J+SVKB24-3 | Globe Valve | Water | Globe Valve (GV), 1/2", 3-way, ANSI Class 250, Cv 4.4 ¦Valve Actuator, Electronic fail-safe, AC 24 V, On/Off, Floating point | 1183.00
G315B-J+SVKB24-MFT | Globe Valve | Water | Globe Valve (GV), 1/2", 3-way, ANSI Class 250, Cv 4.4 ¦Valve Actuator, Electronic fail-safe, AC/DC 24 V, 2...10 V, MFT/programmable | 1340.00
G315B-J+SVKB24-SR | Globe Valve | Water | Globe Valve (GV), 1/2", 3-way, ANSI Class 250, Cv 4.4 ¦Valve Actuator, Electronic fail-safe, AC/DC 24 V, 2...10 V, modulating | 1273.00
G315B-J+SVKX24-3 | Globe Valve | Water | Globe Valve (GV), 1/2", 3-way, ANSI Class 250, Cv 4.4 ¦Valve Actuator, Electronic fail-safe, AC 24 V, On/Off, Floating point | 1183.00
G315B-J+SVKX24-MFT | Globe Valve | Water | Globe Valve (GV), 1/2", 3-way, ANSI Class 250, Cv 4.4 ¦Valve Actuator, Electronic fail-safe, AC/DC 24 V, 2...10 V, MFT/programmable | 1340.00
G315B-J+SVKX24-SR | Globe Valve | Water | Globe Valve (GV), 1/2", 3-way, ANSI Class 250, Cv 4.4 ¦Valve Actuator, Electronic fail-safe, AC/DC 24 V, 2...10 V, modulating | 1273.00
G315B-J+SVX120-3 | Globe Valve | Water | Globe Valve (GV), 1/2", 3-way, ANSI Class 250, Cv 4.4 ¦Valve Actuator, Non fail-safe, AC 100...240 V, On/Off, Floating point | 1086.00
G315B-J+SVX24-3 | Globe Valve | Water | Globe Valve (GV), 1/2", 3-way, ANSI Class 250, Cv 4.4 ¦Valve Actuator, Non fail-safe, AC/DC 24 V, On/Off, Floating point | 1010.00
G315B-J+SVX24-MFT | Globe Valve | Water | Globe Valve (GV), 1/2", 3-way, ANSI Class 250, Cv 4.4 ¦Valve Actuator, Non fail-safe, AC/DC 24 V, 2...10 V, MFT/programmable | 1180.00
G315B-J+SVX24-SR | Globe Valve | Water | Globe Valve (GV), 1/2", 3-way, ANSI Class 250, Cv 4.4 ¦Valve Actuator, Non fail-safe, AC/DC 24 V, 2...10 V, modulating | 1114.00
G320B-K | Globe Valve | Water | Globe Valve (GV), 3/4", 3-way, ANSI Class 250, Cv 6.75 | 375.00
G320B-K+NFB24-SR-X1 | Globe Valve | Water | Globe Valve (GV), 3/4", 3-way, ANSI Class 250, Cv 6.75 ¦Valve Actuator, Spring return, AC/DC 24 V, 2...10 V, modulating | 1625.00
G320B-K+NFBUP-S-X1 | Globe Valve | Water | Globe Valve (GV), 3/4", 3-way, ANSI Class 250, Cv 6.75 ¦Valve Actuator, Spring return, AC 24...240 V / DC 24...125 V, On/Off, 2 x SPDT | 1651.00
G320B-K+NFBUP-X1 | Globe Valve | Water | Globe Valve (GV), 3/4", 3-way, ANSI Class 250, Cv 6.75 ¦Valve Actuator, Spring return, AC 24...240 V / DC 24...125 V, On/Off | 1541.00
G320B-K+NFX24-MFT-S-X1 | Globe Valve | Water | Globe Valve (GV), 3/4", 3-way, ANSI Class 250, Cv 6.75 ¦Configurable Valve Actuator, Spring return, AC/DC 24 V, 2...10 V, 2 x SPDT, MFT/programmable | 1817.00
G320B-K+NFX24-MFT-X1 | Globe Valve | Water | Globe Valve (GV), 3/4", 3-way, ANSI Class 250, Cv 6.75 ¦Configurable Valve Actuator, Spring return, AC/DC 24 V, 2...10 V, MFT/programmable | 1709.00
G320B-K+SVB24-3 | Globe Valve | Water | Globe Valve (GV), 3/4", 3-way, ANSI Class 250, Cv 6.75 ¦Valve Actuator, Non fail-safe, AC/DC 24 V, On/Off, Floating point | 1014.00
G320B-K+SVB24-SR | Globe Valve | Water | Globe Valve (GV), 3/4", 3-way, ANSI Class 250, Cv 6.75 ¦Valve Actuator, Non fail-safe, AC/DC 24 V, 2...10 V, modulating | 1119.00
G320B-K+SVKB24-3 | Globe Valve | Water | Globe Valve (GV), 3/4", 3-way, ANSI Class 250, Cv 6.75 ¦Valve Actuator, Electronic fail-safe, AC 24 V, On/Off, Floating point | 1239.00
G320B-K+SVKB24-MFT | Globe Valve | Water | Globe Valve (GV), 3/4", 3-way, ANSI Class 250, Cv 6.75 ¦Valve Actuator, Electronic fail-safe, AC/DC 24 V, 2...10 V, MFT/programmable | 1397.00
G320B-K+SVKB24-SR | Globe Valve | Water | Globe Valve (GV), 3/4", 3-way, ANSI Class 250, Cv 6.75 ¦Valve Actuator, Electronic fail-safe, AC/DC 24 V, 2...10 V, modulating | 1330.00
G320B-K+SVKX120-3 | Globe Valve | Water | Globe Valve (GV), 3/4", 3-way, ANSI Class 250, Cv 6.75 ¦Valve Actuator, Electronic fail-safe, AC 100...240 V, On/Off, Floating point | 1284.00
G320B-K+SVKX24-3 | Globe Valve | Water | Globe Valve (GV), 3/4", 3-way, ANSI Class 250, Cv 6.75 ¦Valve Actuator, Electronic fail-safe, AC 24 V, On/Off, Floating point | 1239.00
G320B-K+SVKX24-MFT | Globe Valve | Water | Globe Valve (GV), 3/4", 3-way, ANSI Class 250, Cv 6.75 ¦Valve Actuator, Electronic fail-safe, AC/DC 24 V, 2...10 V, MFT/programmable | 1397.00
G320B-K+SVKX24-SR | Globe Valve | Water | Globe Valve (GV), 3/4", 3-way, ANSI Class 250, Cv 6.75 ¦Valve Actuator, Electronic fail-safe, AC/DC 24 V, 2...10 V, modulating | 1330.00
G320B-K+SVX120-3 | Globe Valve | Water | Globe Valve (GV), 3/4", 3-way, ANSI Class 250, Cv 6.75 ¦Valve Actuator, Non fail-safe, AC 100...240 V, On/Off, Floating point | 1091.00
G320B-K+SVX24-3 | Globe Valve | Water | Globe Valve (GV), 3/4", 3-way, ANSI Class 250, Cv 6.75 ¦Valve Actuator, Non fail-safe, AC/DC 24 V, On/Off, Floating point | 1014.00
G320B-K+SVX24-MFT | Globe Valve | Water | Globe Valve (GV), 3/4", 3-way, ANSI Class 250, Cv 6.75 ¦Valve Actuator, Non fail-safe, AC/DC 24 V, 2...10 V, MFT/programmable | 1184.00
G320B-K+SVX24-SR | Globe Valve | Water | Globe Valve (GV), 3/4", 3-way, ANSI Class 250, Cv 6.75 ¦Valve Actuator, Non fail-safe, AC/DC 24 V, 2...10 V, modulating | 1119.00
G325B-L | Globe Valve | Water | Globe Valve (GV), 1", 3-way, ANSI Class 250, Cv 14 | 573.00
G325B-L+NFB24-SR-X1 | Globe Valve | Water | Globe Valve (GV), 1", 3-way, ANSI Class 250, Cv 14 ¦Valve Actuator, Spring return, AC/DC 24 V, 2...10 V, modulating | 1693.00
G325B-L+NFBUP-S-X1 | Globe Valve | Water | Globe Valve (GV), 1", 3-way, ANSI Class 250, Cv 14 ¦Valve Actuator, Spring return, AC 24...240 V / DC 24...125 V, On/Off, 2 x SPDT | 1672.00
G325B-L+NFBUP-X1 | Globe Valve | Water | Globe Valve (GV), 1", 3-way, ANSI Class 250, Cv 14 ¦Valve Actuator, Spring return, AC 24...240 V / DC 24...125 V, On/Off | 1562.00
G325B-L+NFX24-MFT-S-X1 | Globe Valve | Water | Globe Valve (GV), 1", 3-way, ANSI Class 250, Cv 14 ¦Configurable Valve Actuator, Spring return, AC/DC 24 V, 2...10 V, 2 x SPDT, MFT/programmable | 1995.00
G325B-L+NFX24-MFT-X1 | Globe Valve | Water | Globe Valve (GV), 1", 3-way, ANSI Class 250, Cv 14 ¦Configurable Valve Actuator, Spring return, AC/DC 24 V, 2...10 V, MFT/programmable | 1887.00
G325B-L+SVB24-3 | Globe Valve | Water | Globe Valve (GV), 1", 3-way, ANSI Class 250, Cv 14 ¦Valve Actuator, Non fail-safe, AC/DC 24 V, On/Off, Floating point | 1094.00
G325B-L+SVB24-SR | Globe Valve | Water | Globe Valve (GV), 1", 3-way, ANSI Class 250, Cv 14 ¦Valve Actuator, Non fail-safe, AC/DC 24 V, 2...10 V, modulating | 1197.00
G325B-L+SVKB24-3 | Globe Valve | Water | Globe Valve (GV), 1", 3-way, ANSI Class 250, Cv 14 ¦Valve Actuator, Electronic fail-safe, AC 24 V, On/Off, Floating point | 1384.00
G325B-L+SVKB24-MFT | Globe Valve | Water | Globe Valve (GV), 1", 3-way, ANSI Class 250, Cv 14 ¦Valve Actuator, Electronic fail-safe, AC/DC 24 V, 2...10 V, MFT/programmable | 1541.00
G325B-L+SVKB24-SR | Globe Valve | Water | Globe Valve (GV), 1", 3-way, ANSI Class 250, Cv 14 ¦Valve Actuator, Electronic fail-safe, AC/DC 24 V, 2...10 V, modulating | 1474.00
G325B-L+SVKX24-3 | Globe Valve | Water | Globe Valve (GV), 1", 3-way, ANSI Class 250, Cv 14 ¦Valve Actuator, Electronic fail-safe, AC 24 V, On/Off, Floating point | 1384.00
G325B-L+SVKX24-MFT | Globe Valve | Water | Globe Valve (GV), 1", 3-way, ANSI Class 250, Cv 14 ¦Valve Actuator, Electronic fail-safe, AC/DC 24 V, 2...10 V, MFT/programmable | 1541.00
G325B-L+SVKX24-SR | Globe Valve | Water | Globe Valve (GV), 1", 3-way, ANSI Class 250, Cv 14 ¦Valve Actuator, Electronic fail-safe, AC/DC 24 V, 2...10 V, modulating | 1474.00
G325B-L+SVX120-3 | Globe Valve | Water | Globe Valve (GV), 1", 3-way, ANSI Class 250, Cv 14 ¦Valve Actuator, Non fail-safe, AC 100...240 V, On/Off, Floating point | 1373.00
G325B-L+SVX24-3 | Globe Valve | Water | Globe Valve (GV), 1", 3-way, ANSI Class 250, Cv 14 ¦Valve Actuator, Non fail-safe, AC/DC 24 V, On/Off, Floating point | 1094.00
G325B-L+SVX24-MFT | Globe Valve | Water | Globe Valve (GV), 1", 3-way, ANSI Class 250, Cv 14 ¦Valve Actuator, Non fail-safe, AC/DC 24 V, 2...10 V, MFT/programmable | 1263.00
G325B-L+SVX24-SR | Globe Valve | Water | Globe Valve (GV), 1", 3-way, ANSI Class 250, Cv 14 ¦Valve Actuator, Non fail-safe, AC/DC 24 V, 2...10 V, modulating | 1197.00
G332B-M | Globe Valve | Water | Globe Valve (GV), 1 1/4", 3-way, ANSI Class 250, Cv 20 | 678.00
G332B-M+NFB24-SR-X1 | Globe Valve | Water | Globe Valve (GV), 1 1/4", 3-way, ANSI Class 250, Cv 20 ¦Valve Actuator, Spring return, AC/DC 24 V, 2...10 V, modulating | 1800.00
G332B-M+NFBUP-S-X1 | Globe Valve | Water | Globe Valve (GV), 1 1/4", 3-way, ANSI Class 250, Cv 20 ¦Valve Actuator, Spring return, AC 24...240 V / DC 24...125 V, On/Off, 2 x SPDT | 1775.00
G332B-M+NFBUP-X1 | Globe Valve | Water | Globe Valve (GV), 1 1/4", 3-way, ANSI Class 250, Cv 20 ¦Valve Actuator, Spring return, AC 24...240 V / DC 24...125 V, On/Off | 1665.00
G332B-M+NFX24-MFT-S-X1 | Globe Valve | Water | Globe Valve (GV), 1 1/4", 3-way, ANSI Class 250, Cv 20 ¦Configurable Valve Actuator, Spring return, AC/DC 24 V, 2...10 V, 2 x SPDT, MFT/programmable | 2115.00
G332B-M+NFX24-MFT-X1 | Globe Valve | Water | Globe Valve (GV), 1 1/4", 3-way, ANSI Class 250, Cv 20 ¦Configurable Valve Actuator, Spring return, AC/DC 24 V, 2...10 V, MFT/programmable | 2006.00
G332B-M+SVB24-3 | Globe Valve | Water | Globe Valve (GV), 1 1/4", 3-way, ANSI Class 250, Cv 20 ¦Valve Actuator, Non fail-safe, AC/DC 24 V, On/Off, Floating point | 1199.00
G332B-M+SVB24-SR | Globe Valve | Water | Globe Valve (GV), 1 1/4", 3-way, ANSI Class 250, Cv 20 ¦Valve Actuator, Non fail-safe, AC/DC 24 V, 2...10 V, modulating | 1304.00
G332B-M+SVKB24-3 | Globe Valve | Water | Globe Valve (GV), 1 1/4", 3-way, ANSI Class 250, Cv 20 ¦Valve Actuator, Electronic fail-safe, AC 24 V, On/Off, Floating point | 1623.00
G332B-M+SVKB24-MFT | Globe Valve | Water | Globe Valve (GV), 1 1/4", 3-way, ANSI Class 250, Cv 20 ¦Valve Actuator, Electronic fail-safe, AC/DC 24 V, 2...10 V, MFT/programmable | 1780.00
G332B-M+SVKB24-SR | Globe Valve | Water | Globe Valve (GV), 1 1/4", 3-way, ANSI Class 250, Cv 20 ¦Valve Actuator, Electronic fail-safe, AC/DC 24 V, 2...10 V, modulating | 1713.00
G332B-M+SVKX24-3 | Globe Valve | Water | Globe Valve (GV), 1 1/4", 3-way, ANSI Class 250, Cv 20 ¦Valve Actuator, Electronic fail-safe, AC 24 V, On/Off, Floating point | 1623.00
G332B-M+SVKX24-MFT | Globe Valve | Water | Globe Valve (GV), 1 1/4", 3-way, ANSI Class 250, Cv 20 ¦Valve Actuator, Electronic fail-safe, AC/DC 24 V, 2...10 V, MFT/programmable | 1780.00
G332B-M+SVKX24-SR | Globe Valve | Water | Globe Valve (GV), 1 1/4", 3-way, ANSI Class 250, Cv 20 ¦Valve Actuator, Electronic fail-safe, AC/DC 24 V, 2...10 V, modulating | 1713.00
G332B-M+SVX120-3 | Globe Valve | Water | Globe Valve (GV), 1 1/4", 3-way, ANSI Class 250, Cv 20 ¦Valve Actuator, Non fail-safe, AC 100...240 V, On/Off, Floating point | 1265.00
G332B-M+SVX24-3 | Globe Valve | Water | Globe Valve (GV), 1 1/4", 3-way, ANSI Class 250, Cv 20 ¦Valve Actuator, Non fail-safe, AC/DC 24 V, On/Off, Floating point | 1199.00
G332B-M+SVX24-MFT | Globe Valve | Water | Globe Valve (GV), 1 1/4", 3-way, ANSI Class 250, Cv 20 ¦Valve Actuator, Non fail-safe, AC/DC 24 V, 2...10 V, MFT/programmable | 1369.00
G332B-M+SVX24-SR | Globe Valve | Water | Globe Valve (GV), 1 1/4", 3-way, ANSI Class 250, Cv 20 ¦Valve Actuator, Non fail-safe, AC/DC 24 V, 2...10 V, modulating | 1304.00
G340B-N | Globe Valve | Water | Globe Valve (GV), 1 1/2", 3-way, ANSI Class 250, Cv 28 | 1479.00
G340B-N+AFB24-SR-X1 | Globe Valve | Water | Globe Valve (GV), 1 1/2", 3-way, ANSI Class 250, Cv 28 ¦Valve Actuator, Spring return, AC/DC 24 V, 2...10 V, modulating | 2348.00
G340B-N+AFBUP-S-X1 | Globe Valve | Water | Globe Valve (GV), 1 1/2", 3-way, ANSI Class 250, Cv 28 ¦Valve Actuator, Spring return, AC 24...240 V / DC 24...125 V, On/Off, 2 x SPDT | 2373.00
G340B-N+AFBUP-X1 | Globe Valve | Water | Globe Valve (GV), 1 1/2", 3-way, ANSI Class 250, Cv 28 ¦Valve Actuator, Spring return, AC 24...240 V / DC 24...125 V, On/Off | 2265.00
G340B-N+AFX24-MFT-S-X1 | Globe Valve | Water | Globe Valve (GV), 1 1/2", 3-way, ANSI Class 250, Cv 28 ¦Configurable Valve Actuator, Spring return, AC/DC 24 V, 2...10 V, 2 x SPDT, MFT/programmable | 2538.00
G340B-N+AFX24-MFT-X1 | Globe Valve | Water | Globe Valve (GV), 1 1/2", 3-way, ANSI Class 250, Cv 28 ¦Configurable Valve Actuator, Spring return, AC/DC 24 V, 2...10 V, MFT/programmable | 2429.00
G340B-N+SVB24-3 | Globe Valve | Water | Globe Valve (GV), 1 1/2", 3-way, ANSI Class 250, Cv 28 ¦Valve Actuator, Non fail-safe, AC/DC 24 V, On/Off, Floating point | 1594.00
G340B-N+SVB24-SR | Globe Valve | Water | Globe Valve (GV), 1 1/2", 3-way, ANSI Class 250, Cv 28 ¦Valve Actuator, Non fail-safe, AC/DC 24 V, 2...10 V, modulating | 1699.00
G340B-N+SVKB24-3 | Globe Valve | Water | Globe Valve (GV), 1 1/2", 3-way, ANSI Class 250, Cv 28 ¦Valve Actuator, Electronic fail-safe, AC 24 V, On/Off, Floating point | 1884.00
G340B-N+SVKB24-MFT | Globe Valve | Water | Globe Valve (GV), 1 1/2", 3-way, ANSI Class 250, Cv 28 ¦Valve Actuator, Electronic fail-safe, AC/DC 24 V, 2...10 V, MFT/programmable | 2041.00
G340B-N+SVKB24-SR | Globe Valve | Water | Globe Valve (GV), 1 1/2", 3-way, ANSI Class 250, Cv 28 ¦Valve Actuator, Electronic fail-safe, AC/DC 24 V, 2...10 V, modulating | 1973.00
G340B-N+SVKX24-3 | Globe Valve | Water | Globe Valve (GV), 1 1/2", 3-way, ANSI Class 250, Cv 28 ¦Valve Actuator, Electronic fail-safe, AC 24 V, On/Off, Floating point | 1884.00
G340B-N+SVKX24-MFT | Globe Valve | Water | Globe Valve (GV), 1 1/2", 3-way, ANSI Class 250, Cv 28 ¦Valve Actuator, Electronic fail-safe, AC/DC 24 V, 2...10 V, MFT/programmable | 2041.00
G340B-N+SVKX24-SR | Globe Valve | Water | Globe Valve (GV), 1 1/2", 3-way, ANSI Class 250, Cv 28 ¦Valve Actuator, Electronic fail-safe, AC/DC 24 V, 2...10 V, modulating | 1973.00
G340B-N+SVX120-3 | Globe Valve | Water | Globe Valve (GV), 1 1/2", 3-way, ANSI Class 250, Cv 28 ¦Valve Actuator, Non fail-safe, AC 100...240 V, On/Off, Floating point | 1643.00
G340B-N+SVX24-3 | Globe Valve | Water | Globe Valve (GV), 1 1/2", 3-way, ANSI Class 250, Cv 28 ¦Valve Actuator, Non fail-safe, AC/DC 24 V, On/Off, Floating point | 1594.00
G340B-N+SVX24-MFT | Globe Valve | Water | Globe Valve (GV), 1 1/2", 3-way, ANSI Class 250, Cv 28 ¦Valve Actuator, Non fail-safe, AC/DC 24 V, 2...10 V, MFT/programmable | 1764.00
G340B-N+SVX24-SR | Globe Valve | Water | Globe Valve (GV), 1 1/2", 3-way, ANSI Class 250, Cv 28 ¦Valve Actuator, Non fail-safe, AC/DC 24 V, 2...10 V, modulating | 1699.00
G350B-N | Globe Valve | Water | Globe Valve (GV), 2", 3-way, ANSI Class 250, Cv 41 | 1816.00
G350B-N+AFB24-SR-X1 | Globe Valve | Water | Globe Valve (GV), 2", 3-way, ANSI Class 250, Cv 41 ¦Valve Actuator, Spring return, AC/DC 24 V, 2...10 V, modulating | 2431.00
G350B-N+AFBUP-S-X1 | Globe Valve | Water | Globe Valve (GV), 2", 3-way, ANSI Class 250, Cv 41 ¦Valve Actuator, Spring return, AC 24...240 V / DC 24...125 V, On/Off, 2 x SPDT | 2455.00
G350B-N+AFBUP-X1 | Globe Valve | Water | Globe Valve (GV), 2", 3-way, ANSI Class 250, Cv 41 ¦Valve Actuator, Spring return, AC 24...240 V / DC 24...125 V, On/Off | 2347.00
G350B-N+AFX24-MFT-S-X1 | Globe Valve | Water | Globe Valve (GV), 2", 3-way, ANSI Class 250, Cv 41 ¦Configurable Valve Actuator, Spring return, AC/DC 24 V, 2...10 V, 2 x SPDT, MFT/programmable | 2621.00
G350B-N+AFX24-MFT-X1 | Globe Valve | Water | Globe Valve (GV), 2", 3-way, ANSI Class 250, Cv 41 ¦Configurable Valve Actuator, Spring return, AC/DC 24 V, 2...10 V, MFT/programmable | 2512.00
G350B-N+SVB24-3 | Globe Valve | Water | Globe Valve (GV), 2", 3-way, ANSI Class 250, Cv 41 ¦Valve Actuator, Non fail-safe, AC/DC 24 V, On/Off, Floating point | 1765.00
G350B-N+SVB24-SR | Globe Valve | Water | Globe Valve (GV), 2", 3-way, ANSI Class 250, Cv 41 ¦Valve Actuator, Non fail-safe, AC/DC 24 V, 2...10 V, modulating | 1869.00
G350B-N+SVKB24-3 | Globe Valve | Water | Globe Valve (GV), 2", 3-way, ANSI Class 250, Cv 41 ¦Valve Actuator, Electronic fail-safe, AC 24 V, On/Off, Floating point | 2171.00
G350B-N+SVKB24-MFT | Globe Valve | Water | Globe Valve (GV), 2", 3-way, ANSI Class 250, Cv 41 ¦Valve Actuator, Electronic fail-safe, AC/DC 24 V, 2...10 V, MFT/programmable | 2329.00
G350B-N+SVKB24-SR | Globe Valve | Water | Globe Valve (GV), 2", 3-way, ANSI Class 250, Cv 41 ¦Valve Actuator, Electronic fail-safe, AC/DC 24 V, 2...10 V, modulating | 2263.00
G350B-N+SVKX120-3 | Globe Valve | Water | Globe Valve (GV), 2", 3-way, ANSI Class 250, Cv 41 ¦Valve Actuator, Electronic fail-safe, AC 100...240 V, On/Off, Floating point | 2392.00
G350B-N+SVKX24-3 | Globe Valve | Water | Globe Valve (GV), 2", 3-way, ANSI Class 250, Cv 41 ¦Valve Actuator, Electronic fail-safe, AC 24 V, On/Off, Floating point | 2171.00
G350B-N+SVKX24-MFT | Globe Valve | Water | Globe Valve (GV), 2", 3-way, ANSI Class 250, Cv 41 ¦Valve Actuator, Electronic fail-safe, AC/DC 24 V, 2...10 V, MFT/programmable | 2329.00
G350B-N+SVKX24-SR | Globe Valve | Water | Globe Valve (GV), 2", 3-way, ANSI Class 250, Cv 41 ¦Valve Actuator, Electronic fail-safe, AC/DC 24 V, 2...10 V, modulating | 2263.00
G350B-N+SVX120-3 | Globe Valve | Water | Globe Valve (GV), 2", 3-way, ANSI Class 250, Cv 41 ¦Valve Actuator, Non fail-safe, AC 100...240 V, On/Off, Floating point | 1805.00
G350B-N+SVX24-3 | Globe Valve | Water | Globe Valve (GV), 2", 3-way, ANSI Class 250, Cv 41 ¦Valve Actuator, Non fail-safe, AC/DC 24 V, On/Off, Floating point | 1765.00
G350B-N+SVX24-MFT | Globe Valve | Water | Globe Valve (GV), 2", 3-way, ANSI Class 250, Cv 41 ¦Valve Actuator, Non fail-safe, AC/DC 24 V, 2...10 V, MFT/programmable | 1933.00
G350B-N+SVX24-SR | Globe Valve | Water | Globe Valve (GV), 2", 3-way, ANSI Class 250, Cv 41 ¦Valve Actuator, Non fail-safe, AC/DC 24 V, 2...10 V, modulating | 1869.00
G6100C+2*AFBUP-S-X1 | Globe Valve | Water | Globe Valve (GV), 4", 2-way, ANSI Class 125, Cv 170 ¦Valve Actuator, Spring return, AC 24...240 V / DC 24...125 V, On/Off, 2 x SPDT | 5134.00
G6100C+2*AFBUP-X1 | Globe Valve | Water | Globe Valve (GV), 4", 2-way, ANSI Class 125, Cv 170 ¦Valve Actuator, Spring return, AC 24...240 V / DC 24...125 V, On/Off | 5020.00
G6100C+2*AFX24-MFT95-X1 | Globe Valve | Water | Globe Valve (GV), 4", 2-way, ANSI Class 125, Cv 170 ¦Valve Actuator, Spring return, AC/DC 24 V, 0...135 Ω, MFT/programmable | 5204.00
G6100C+2*AFX24-MFT-S-X1 | Globe Valve | Water | Globe Valve (GV), 4", 2-way, ANSI Class 125, Cv 170 ¦Valve Actuator, Spring return, AC/DC 24 V, 2...10 V, 2 x SPDT, MFT/programmable | 5256.00
G6100C+2*AFX24-MFT-X1 | Globe Valve | Water | Globe Valve (GV), 4", 2-way, ANSI Class 125, Cv 170 ¦Valve Actuator, Spring return, AC/DC 24 V, 2...10 V, MFT/programmable | 5142.00
G6100C+AVKB120-3 | Globe Valve | Water | Globe Valve (GV), 4", 2-way, ANSI Class 125, Cv 170 ¦Valve Actuator, Electronic fail-safe, AC 100...240 V, On/Off, Floating point | 5290.00
G6100C+AVKB24-3 | Globe Valve | Water | Globe Valve (GV), 4", 2-way, ANSI Class 125, Cv 170 ¦Valve Actuator, Electronic fail-safe, AC 24 V, On/Off, Floating point | 4886.00
G6100C+AVKB24-MFT | Globe Valve | Water | Globe Valve (GV), 4", 2-way, ANSI Class 125, Cv 170 ¦Valve Actuator, Electronic fail-safe, AC/DC 24 V, 2...10 V, MFT/programmable | 5057.00
G6100C+AVKX24-MFT | Globe Valve | Water | Globe Valve (GV), 4", 2-way, ANSI Class 125, Cv 170 ¦Valve Actuator, Electronic fail-safe, AC/DC 24 V, 2...10 V, MFT/programmable | 5057.00
G6100C+EVB120-3 | Globe Valve | Water | Globe Valve (GV), 4", 2-way, ANSI Class 125, Cv 170 ¦Valve Actuator, Non fail-safe, AC 100...240 V, On/Off, Floating point | 4573.00
G6100C+EVB24-3 | Globe Valve | Water | Globe Valve (GV), 4", 2-way, ANSI Class 125, Cv 170 ¦Valve Actuator, Non fail-safe, AC/DC 24 V, On/Off, Floating point | 4488.00
G6100C+EVB24-MFT | Globe Valve | Water | Globe Valve (GV), 4", 2-way, ANSI Class 125, Cv 170 ¦Valve Actuator, Non fail-safe, AC/DC 24 V, 2...10 V, MFT/programmable | 4659.00
G6100C+EVB24-SR | Globe Valve | Water | Globe Valve (GV), 4", 2-way, ANSI Class 125, Cv 170 ¦Valve Actuator, Non fail-safe, AC/DC 24 V, 2...10 V, modulating | 4593.00
G6100C+EVX120-3 | Globe Valve | Water | Globe Valve (GV), 4", 2-way, ANSI Class 125, Cv 170 ¦Valve Actuator, Non fail-safe, AC 100...240 V, On/Off, Floating point | 4573.00
G6100C+EVX24-3 | Globe Valve | Water | Globe Valve (GV), 4", 2-way, ANSI Class 125, Cv 170 ¦Valve Actuator, Non fail-safe, AC/DC 24 V, On/Off, Floating point | 4488.00
G6100C+EVX24-MFT | Globe Valve | Water | Globe Valve (GV), 4", 2-way, ANSI Class 125, Cv 170 ¦Valve Actuator, Non fail-safe, AC/DC 24 V, 2...10 V, MFT/programmable | 4659.00
G6100C+EVX24-SR | Globe Valve | Water | Globe Valve (GV), 4", 2-way, ANSI Class 125, Cv 170 ¦Valve Actuator, Non fail-safe, AC/DC 24 V, 2...10 V, modulating | 4593.00
G6100C+GMX24-MFT-X1 | Globe Valve | Water | Globe Valve (GV), 4", 2-way, ANSI Class 125, Cv 170 ¦Configurable Valve Actuator, Non fail-safe, AC/DC 24 V, 2...10 V, MFT/programmable | 4915.00
G6100C-250+2*AFBUP-X1 | Globe Valve | Water | Globe Valve (GV), 4", 2-way, ANSI Class 250, Cv 170 ¦Valve Actuator, Spring return, AC 24...240 V / DC 24...125 V, On/Off | 5744.00
G6100C-250+2*AFX24-MFT-S-X1 | Globe Valve | Water | Globe Valve (GV), 4", 2-way, ANSI Class 250, Cv 170 ¦Valve Actuator, Spring return, AC/DC 24 V, 2...10 V, 2 x SPDT, MFT/programmable | 6182.00
G6100C-250+2*AFX24-MFT-X1 | Globe Valve | Water | Globe Valve (GV), 4", 2-way, ANSI Class 250, Cv 170 ¦Valve Actuator, Spring return, AC/DC 24 V, 2...10 V, MFT/programmable | 6068.00
G6100C-250+AVKB120-3 | Globe Valve | Water | Globe Valve (GV), 4", 2-way, ANSI Class 250, Cv 170 ¦Valve Actuator, Electronic fail-safe, AC 100...240 V, On/Off, Floating point | 6079.00
G6100C-250+AVKB24-3 | Globe Valve | Water | Globe Valve (GV), 4", 2-way, ANSI Class 250, Cv 170 ¦Valve Actuator, Electronic fail-safe, AC 24 V, On/Off, Floating point | 5720.00
G6100C-250+AVKB24-MFT | Globe Valve | Water | Globe Valve (GV), 4", 2-way, ANSI Class 250, Cv 170 ¦Valve Actuator, Electronic fail-safe, AC/DC 24 V, 2...10 V, MFT/programmable | 5893.00
G6100C-250+AVKX24-MFT | Globe Valve | Water | Globe Valve (GV), 4", 2-way, ANSI Class 250, Cv 170 ¦Valve Actuator, Electronic fail-safe, AC/DC 24 V, 2...10 V, MFT/programmable | 5893.00
G6100C-250+EVB24-3 | Globe Valve | Water | Globe Valve (GV), 4", 2-way, ANSI Class 250, Cv 170 ¦Valve Actuator, Non fail-safe, AC/DC 24 V, On/Off, Floating point | 4948.00
G6100C-250+EVB24-MFT | Globe Valve | Water | Globe Valve (GV), 4", 2-way, ANSI Class 250, Cv 170 ¦Valve Actuator, Non fail-safe, AC/DC 24 V, 2...10 V, MFT/programmable | 5118.00
G6100C-250+EVB24-SR | Globe Valve | Water | Globe Valve (GV), 4", 2-way, ANSI Class 250, Cv 170 ¦Valve Actuator, Non fail-safe, AC/DC 24 V, 2...10 V, modulating | 5051.00
G6100C-250+EVX120-3 | Globe Valve | Water | Globe Valve (GV), 4", 2-way, ANSI Class 250, Cv 170 ¦Valve Actuator, Non fail-safe, AC 100...240 V, On/Off, Floating point | 5006.00
G6100C-250+EVX24-3 | Globe Valve | Water | Globe Valve (GV), 4", 2-way, ANSI Class 250, Cv 170 ¦Valve Actuator, Non fail-safe, AC/DC 24 V, On/Off, Floating point | 4948.00
G6100C-250+EVX24-MFT | Globe Valve | Water | Globe Valve (GV), 4", 2-way, ANSI Class 250, Cv 170 ¦Valve Actuator, Non fail-safe, AC/DC 24 V, 2...10 V, MFT/programmable | 5118.00
G6100C-250+EVX24-SR | Globe Valve | Water | Globe Valve (GV), 4", 2-way, ANSI Class 250, Cv 170 ¦Valve Actuator, Non fail-safe, AC/DC 24 V, 2...10 V, modulating | 5051.00
G6100CS+2*AFBUP-S-X1 | Globe Valve | Water | Globe Valve (GV), 4", 2-way, ANSI Class 125, Cv 170 ¦Valve Actuator, Spring return, AC 24...240 V / DC 24...125 V, On/Off, 2 x SPDT | 8076.00
G6100CS+2*AFBUP-X1 | Globe Valve | Water | Globe Valve (GV), 4", 2-way, ANSI Class 125, Cv 170 ¦Valve Actuator, Spring return, AC 24...240 V / DC 24...125 V, On/Off | 7962.00
G6100CS+2*AFX24-MFT95-X1 | Globe Valve | Water | Globe Valve (GV), 4", 2-way, ANSI Class 125, Cv 170 ¦Valve Actuator, Spring return, AC/DC 24 V, 0...135 Ω, MFT/programmable | 7757.00
G6100CS+2*AFX24-MFT-S-X1 | Globe Valve | Water | Globe Valve (GV), 4", 2-way, ANSI Class 125, Cv 170 ¦Valve Actuator, Spring return, AC/DC 24 V, 2...10 V, 2 x SPDT, MFT/programmable | 7806.00
G6100CS+2*AFX24-MFT-X1 | Globe Valve | Water | Globe Valve (GV), 4", 2-way, ANSI Class 125, Cv 170 ¦Valve Actuator, Spring return, AC/DC 24 V, 2...10 V, MFT/programmable | 7692.00
G6100CS+AVKB120-3 | Globe Valve | Water | Globe Valve (GV), 4", 2-way, ANSI Class 125, Cv 170 ¦Valve Actuator, Electronic fail-safe, AC 100...240 V, On/Off, Floating point | 7628.00
G6100CS+AVKB24-3 | Globe Valve | Water | Globe Valve (GV), 4", 2-way, ANSI Class 125, Cv 170 ¦Valve Actuator, Electronic fail-safe, AC 24 V, On/Off, Floating point | 7364.00
G6100CS+AVKB24-MFT | Globe Valve | Water | Globe Valve (GV), 4", 2-way, ANSI Class 125, Cv 170 ¦Valve Actuator, Electronic fail-safe, AC/DC 24 V, 2...10 V, MFT/programmable | 7470.00
G6100CS+AVKX24-MFT | Globe Valve | Water | Globe Valve (GV), 4", 2-way, ANSI Class 125, Cv 170 ¦Valve Actuator, Electronic fail-safe, AC/DC 24 V, 2...10 V, MFT/programmable | 7470.00
G6100CS+EVB24-3 | Globe Valve | Water | Globe Valve (GV), 4", 2-way, ANSI Class 125, Cv 170 ¦Valve Actuator, Non fail-safe, AC/DC 24 V, On/Off, Floating point | 7148.00
G6100CS+EVB24-MFT | Globe Valve | Water | Globe Valve (GV), 4", 2-way, ANSI Class 125, Cv 170 ¦Valve Actuator, Non fail-safe, AC/DC 24 V, 2...10 V, MFT/programmable | 7316.00
G6100CS+EVB24-SR | Globe Valve | Water | Globe Valve (GV), 4", 2-way, ANSI Class 125, Cv 170 ¦Valve Actuator, Non fail-safe, AC/DC 24 V, 2...10 V, modulating | 7251.00
G6100CS+EVX120-3 | Globe Valve | Water | Globe Valve (GV), 4", 2-way, ANSI Class 125, Cv 170 ¦Valve Actuator, Non fail-safe, AC 100...240 V, On/Off, Floating point | 7078.00
G6100CS+EVX24-3 | Globe Valve | Water | Globe Valve (GV), 4", 2-way, ANSI Class 125, Cv 170 ¦Valve Actuator, Non fail-safe, AC/DC 24 V, On/Off, Floating point | 7148.00
G6100CS+EVX24-MFT | Globe Valve | Water | Globe Valve (GV), 4", 2-way, ANSI Class 125, Cv 170 ¦Valve Actuator, Non fail-safe, AC/DC 24 V, 2...10 V, MFT/programmable | 7316.00
G6100CS+EVX24-SR | Globe Valve | Water | Globe Valve (GV), 4", 2-way, ANSI Class 125, Cv 170 ¦Valve Actuator, Non fail-safe, AC/DC 24 V, 2...10 V, modulating | 7251.00
G6100CS-250+AVKB120-3 | Globe Valve | Water | Globe Valve (GV), 4", 2-way, ANSI Class 250, Cv 170 ¦Valve Actuator, Electronic fail-safe, AC 100...240 V, On/Off, Floating point | 8415.00
G6100CS-250+AVKB24-3 | Globe Valve | Water | Globe Valve (GV), 4", 2-way, ANSI Class 250, Cv 170 ¦Valve Actuator, Electronic fail-safe, AC 24 V, On/Off, Floating point | 8196.00
G6100CS-250+AVKX24-MFT | Globe Valve | Water | Globe Valve (GV), 4", 2-way, ANSI Class 250, Cv 170 ¦Valve Actuator, Electronic fail-safe, AC/DC 24 V, 2...10 V, MFT/programmable | 8367.00
G6100CS-250+EVB24-3 | Globe Valve | Water | Globe Valve (GV), 4", 2-way, ANSI Class 250, Cv 170 ¦Valve Actuator, Non fail-safe, AC/DC 24 V, On/Off, Floating point | 7495.00
G6100CS-250+EVB24-SR | Globe Valve | Water | Globe Valve (GV), 4", 2-way, ANSI Class 250, Cv 170 ¦Valve Actuator, Non fail-safe, AC/DC 24 V, 2...10 V, modulating | 7601.00
G6100CS-250+EVX120-3 | Globe Valve | Water | Globe Valve (GV), 4", 2-way, ANSI Class 250, Cv 170 ¦Valve Actuator, Non fail-safe, AC 100...240 V, On/Off, Floating point | 7409.00
G6100CS-250+EVX24-3 | Globe Valve | Water | Globe Valve (GV), 4", 2-way, ANSI Class 250, Cv 170 ¦Valve Actuator, Non fail-safe, AC/DC 24 V, On/Off, Floating point | 7495.00
G6100CS-250+EVX24-MFT | Globe Valve | Water | Globe Valve (GV), 4", 2-way, ANSI Class 250, Cv 170 ¦Valve Actuator, Non fail-safe, AC/DC 24 V, 2...10 V, MFT/programmable | 7665.00
G6100CS-250+EVX24-SR | Globe Valve | Water | Globe Valve (GV), 4", 2-way, ANSI Class 250, Cv 170 ¦Valve Actuator, Non fail-safe, AC/DC 24 V, 2...10 V, modulating | 7601.00
G6100LCS+2*AFBUP-S-X1 | Globe Valve | Water | Globe Valve (GV), 4", 2-way, ANSI Class 125, Cv 170 ¦Valve Actuator, Spring return, AC 24...240 V / DC 24...125 V, On/Off, 2 x SPDT | 8076.00
G6100LCS+2*AFBUP-X1 | Globe Valve | Water | Globe Valve (GV), 4", 2-way, ANSI Class 125, Cv 170 ¦Valve Actuator, Spring return, AC 24...240 V / DC 24...125 V, On/Off | 7962.00
G6100LCS+2*AFX24-MFT-S-X1 | Globe Valve | Water | Globe Valve (GV), 4", 2-way, ANSI Class 125, Cv 170 ¦Valve Actuator, Spring return, AC/DC 24 V, 2...10 V, 2 x SPDT, MFT/programmable | 7806.00
G6100LCS+2*AFX24-MFT-X1 | Globe Valve | Water | Globe Valve (GV), 4", 2-way, ANSI Class 125, Cv 170 ¦Valve Actuator, Spring return, AC/DC 24 V, 2...10 V, MFT/programmable | 7692.00
G6100LCS+AVKB120-3 | Globe Valve | Water | Globe Valve (GV), 4", 2-way, ANSI Class 125, Cv 170 ¦Valve Actuator, Electronic fail-safe, AC 100...240 V, On/Off, Floating point | 7628.00
G6100LCS+AVKB24-3 | Globe Valve | Water | Globe Valve (GV), 4", 2-way, ANSI Class 125, Cv 170 ¦Valve Actuator, Electronic fail-safe, AC 24 V, On/Off, Floating point | 7364.00
G6100LCS+AVKB24-MFT | Globe Valve | Water | Globe Valve (GV), 4", 2-way, ANSI Class 125, Cv 170 ¦Valve Actuator, Electronic fail-safe, AC/DC 24 V, 2...10 V, MFT/programmable | 7470.00
G6100LCS+AVKX24-MFT | Globe Valve | Water | Globe Valve (GV), 4", 2-way, ANSI Class 125, Cv 170 ¦Valve Actuator, Electronic fail-safe, AC/DC 24 V, 2...10 V, MFT/programmable | 7470.00
G6100LCS+EVB24-3 | Globe Valve | Water | Globe Valve (GV), 4", 2-way, ANSI Class 125, Cv 170 ¦Valve Actuator, Non fail-safe, AC/DC 24 V, On/Off, Floating point | 7264.00
G6100LCS+EVB24-MFT | Globe Valve | Water | Globe Valve (GV), 4", 2-way, ANSI Class 125, Cv 170 ¦Valve Actuator, Non fail-safe, AC/DC 24 V, 2...10 V, MFT/programmable | 7434.00
G6100LCS+EVB24-SR | Globe Valve | Water | Globe Valve (GV), 4", 2-way, ANSI Class 125, Cv 170 ¦Valve Actuator, Non fail-safe, AC/DC 24 V, 2...10 V, modulating | 7369.00
G6100LCS+EVCX24-MFT | Globe Valve | Water | Globe Valve (GV), 4", 2-way, ANSI Class 125, Cv 170 ¦Configurable Valve Actuator, Non fail-safe, AC/DC 24 V, 2...10 V, MFT/programmable | 7434.00
G6100LCS+EVX120-3 | Globe Valve | Water | Globe Valve (GV), 4", 2-way, ANSI Class 125, Cv 170 ¦Valve Actuator, Non fail-safe, AC 100...240 V, On/Off, Floating point | 7190.00
G6100LCS+EVX24-3 | Globe Valve | Water | Globe Valve (GV), 4", 2-way, ANSI Class 125, Cv 170 ¦Valve Actuator, Non fail-safe, AC/DC 24 V, On/Off, Floating point | 7264.00
G6100LCS+EVX24-MFT | Globe Valve | Water | Globe Valve (GV), 4", 2-way, ANSI Class 125, Cv 170 ¦Valve Actuator, Non fail-safe, AC/DC 24 V, 2...10 V, MFT/programmable | 7434.00
G6100LCS+EVX24-SR | Globe Valve | Water | Globe Valve (GV), 4", 2-way, ANSI Class 125, Cv 170 ¦Valve Actuator, Non fail-safe, AC/DC 24 V, 2...10 V, modulating | 7369.00
G6125C+2*AFBUP-S-X1 | Globe Valve | Water | Globe Valve (GV), 5", 2-way, ANSI Class 125, Cv 263 ¦Valve Actuator, Spring return, AC 24...240 V / DC 24...125 V, On/Off, 2 x SPDT | 7131.00
G6125C+2*AFBUP-X1 | Globe Valve | Water | Globe Valve (GV), 5", 2-way, ANSI Class 125, Cv 263 ¦Valve Actuator, Spring return, AC 24...240 V / DC 24...125 V, On/Off | 7017.00
G6125C+2*AFX24-MFT95-X1 | Globe Valve | Water | Globe Valve (GV), 5", 2-way, ANSI Class 125, Cv 263 ¦Valve Actuator, Spring return, AC/DC 24 V, 0...135 Ω, MFT/programmable | 7270.00
G6125C+2*AFX24-MFT-S-X1 | Globe Valve | Water | Globe Valve (GV), 5", 2-way, ANSI Class 125, Cv 263 ¦Valve Actuator, Spring return, AC/DC 24 V, 2...10 V, 2 x SPDT, MFT/programmable | 7320.00
G6125C+2*AFX24-MFT-X1 | Globe Valve | Water | Globe Valve (GV), 5", 2-way, ANSI Class 125, Cv 263 ¦Valve Actuator, Spring return, AC/DC 24 V, 2...10 V, MFT/programmable | 7206.00
G6125C+AVKB120-3 | Globe Valve | Water | Globe Valve (GV), 5", 2-way, ANSI Class 125, Cv 263 ¦Valve Actuator, Electronic fail-safe, AC 100...240 V, On/Off, Floating point | 6861.00
G6125C+AVKB24-3 | Globe Valve | Water | Globe Valve (GV), 5", 2-way, ANSI Class 125, Cv 263 ¦Valve Actuator, Electronic fail-safe, AC 24 V, On/Off, Floating point | 6551.00
G6125C+AVKB24-MFT | Globe Valve | Water | Globe Valve (GV), 5", 2-way, ANSI Class 125, Cv 263 ¦Valve Actuator, Electronic fail-safe, AC/DC 24 V, 2...10 V, MFT/programmable | 6723.00
G6125C+AVKX24-MFT | Globe Valve | Water | Globe Valve (GV), 5", 2-way, ANSI Class 125, Cv 263 ¦Valve Actuator, Electronic fail-safe, AC/DC 24 V, 2...10 V, MFT/programmable | 6723.00
G6125C+EVB24-3 | Globe Valve | Water | Globe Valve (GV), 5", 2-way, ANSI Class 125, Cv 263 ¦Valve Actuator, Non fail-safe, AC/DC 24 V, On/Off, Floating point | 6666.00
G6125C+EVB24-MFT | Globe Valve | Water | Globe Valve (GV), 5", 2-way, ANSI Class 125, Cv 263 ¦Valve Actuator, Non fail-safe, AC/DC 24 V, 2...10 V, MFT/programmable | 6836.00
G6125C+EVB24-SR | Globe Valve | Water | Globe Valve (GV), 5", 2-way, ANSI Class 125, Cv 263 ¦Valve Actuator, Non fail-safe, AC/DC 24 V, 2...10 V, modulating | 6772.00
G6125C+EVX120-3 | Globe Valve | Water | Globe Valve (GV), 5", 2-way, ANSI Class 125, Cv 263 ¦Valve Actuator, Non fail-safe, AC 100...240 V, On/Off, Floating point | 6628.00
G6125C+EVX24-3 | Globe Valve | Water | Globe Valve (GV), 5", 2-way, ANSI Class 125, Cv 263 ¦Valve Actuator, Non fail-safe, AC/DC 24 V, On/Off, Floating point | 6666.00
G6125C+EVX24-MFT | Globe Valve | Water | Globe Valve (GV), 5", 2-way, ANSI Class 125, Cv 263 ¦Valve Actuator, Non fail-safe, AC/DC 24 V, 2...10 V, MFT/programmable | 6836.00
G6125C+EVX24-SR | Globe Valve | Water | Globe Valve (GV), 5", 2-way, ANSI Class 125, Cv 263 ¦Valve Actuator, Non fail-safe, AC/DC 24 V, 2...10 V, modulating | 6772.00
G6125C+GMX24-MFT-X1 | Globe Valve | Water | Globe Valve (GV), 5", 2-way, ANSI Class 125, Cv 263 ¦Configurable Valve Actuator, Non fail-safe, AC/DC 24 V, 2...10 V, MFT/programmable | 6723.00
G6125C-250+2*AFBUP-S-X1 | Globe Valve | Water | Globe Valve (GV), 5", 2-way, ANSI Class 250, Cv 263 ¦Valve Actuator, Spring return, AC 24...240 V / DC 24...125 V, On/Off, 2 x SPDT | 7146.00
G6125C-250+2*AFBUP-X1 | Globe Valve | Water | Globe Valve (GV), 5", 2-way, ANSI Class 250, Cv 263 ¦Valve Actuator, Spring return, AC 24...240 V / DC 24...125 V, On/Off | 7035.00
G6125C-250+2*AFX24-MFT-S-X1 | Globe Valve | Water | Globe Valve (GV), 5", 2-way, ANSI Class 250, Cv 263 ¦Valve Actuator, Spring return, AC/DC 24 V, 2...10 V, 2 x SPDT, MFT/programmable | 7471.00
G6125C-250+2*AFX24-MFT-X1 | Globe Valve | Water | Globe Valve (GV), 5", 2-way, ANSI Class 250, Cv 263 ¦Valve Actuator, Spring return, AC/DC 24 V, 2...10 V, MFT/programmable | 7357.00
G6125C-250+AVKB120-3 | Globe Valve | Water | Globe Valve (GV), 5", 2-way, ANSI Class 250, Cv 263 ¦Valve Actuator, Electronic fail-safe, AC 100...240 V, On/Off, Floating point | 7461.00
G6125C-250+AVKB24-3 | Globe Valve | Water | Globe Valve (GV), 5", 2-way, ANSI Class 250, Cv 263 ¦Valve Actuator, Electronic fail-safe, AC 24 V, On/Off, Floating point | 7187.00
G6125C-250+AVKB24-MFT | Globe Valve | Water | Globe Valve (GV), 5", 2-way, ANSI Class 250, Cv 263 ¦Valve Actuator, Electronic fail-safe, AC/DC 24 V, 2...10 V, MFT/programmable | 7357.00
G6125C-250+AVKX24-MFT | Globe Valve | Water | Globe Valve (GV), 5", 2-way, ANSI Class 250, Cv 263 ¦Valve Actuator, Electronic fail-safe, AC/DC 24 V, 2...10 V, MFT/programmable | 7357.00
G6125C-250+EVB24-3 | Globe Valve | Water | Globe Valve (GV), 5", 2-way, ANSI Class 250, Cv 263 ¦Valve Actuator, Non fail-safe, AC/DC 24 V, On/Off, Floating point | 7017.00
G6125C-250+EVB24-MFT | Globe Valve | Water | Globe Valve (GV), 5", 2-way, ANSI Class 250, Cv 263 ¦Valve Actuator, Non fail-safe, AC/DC 24 V, 2...10 V, MFT/programmable | 7188.00
G6125C-250+EVB24-SR | Globe Valve | Water | Globe Valve (GV), 5", 2-way, ANSI Class 250, Cv 263 ¦Valve Actuator, Non fail-safe, AC/DC 24 V, 2...10 V, modulating | 7122.00
G6125C-250+EVX120-3 | Globe Valve | Water | Globe Valve (GV), 5", 2-way, ANSI Class 250, Cv 263 ¦Valve Actuator, Non fail-safe, AC 100...240 V, On/Off, Floating point | 6958.00
G6125C-250+EVX24-3 | Globe Valve | Water | Globe Valve (GV), 5", 2-way, ANSI Class 250, Cv 263 ¦Valve Actuator, Non fail-safe, AC/DC 24 V, On/Off, Floating point | 7017.00
G6125C-250+EVX24-MFT | Globe Valve | Water | Globe Valve (GV), 5", 2-way, ANSI Class 250, Cv 263 ¦Valve Actuator, Non fail-safe, AC/DC 24 V, 2...10 V, MFT/programmable | 7188.00
G6125C-250+EVX24-SR | Globe Valve | Water | Globe Valve (GV), 5", 2-way, ANSI Class 250, Cv 263 ¦Valve Actuator, Non fail-safe, AC/DC 24 V, 2...10 V, modulating | 7122.00
G6125CS+2*AFBUP-S-X1 | Globe Valve | Water | Globe Valve (GV), 5", 2-way, ANSI Class 125, Cv 263 ¦Valve Actuator, Spring return, AC 24...240 V / DC 24...125 V, On/Off, 2 x SPDT | 10645.00
G6125CS+2*AFBUP-X1 | Globe Valve | Water | Globe Valve (GV), 5", 2-way, ANSI Class 125, Cv 263 ¦Valve Actuator, Spring return, AC 24...240 V / DC 24...125 V, On/Off | 10531.00
G6125CS+2*AFX24-MFT95-X1 | Globe Valve | Water | Globe Valve (GV), 5", 2-way, ANSI Class 125, Cv 263 ¦Valve Actuator, Spring return, AC/DC 24 V, 0...135 Ω, MFT/programmable | 10484.00
G6125CS+2*AFX24-MFT-S-X1 | Globe Valve | Water | Globe Valve (GV), 5", 2-way, ANSI Class 125, Cv 263 ¦Valve Actuator, Spring return, AC/DC 24 V, 2...10 V, 2 x SPDT, MFT/programmable | 10535.00
G6125CS+2*AFX24-MFT-X1 | Globe Valve | Water | Globe Valve (GV), 5", 2-way, ANSI Class 125, Cv 263 ¦Valve Actuator, Spring return, AC/DC 24 V, 2...10 V, MFT/programmable | 10422.00
G6125CS+AVKB120-3 | Globe Valve | Water | Globe Valve (GV), 5", 2-way, ANSI Class 125, Cv 263 ¦Valve Actuator, Electronic fail-safe, AC 100...240 V, On/Off, Floating point | 10413.00
G6125CS+AVKB24-3 | Globe Valve | Water | Globe Valve (GV), 5", 2-way, ANSI Class 125, Cv 263 ¦Valve Actuator, Electronic fail-safe, AC 24 V, On/Off, Floating point | 10317.00
G6125CS+AVKB24-MFT | Globe Valve | Water | Globe Valve (GV), 5", 2-way, ANSI Class 125, Cv 263 ¦Valve Actuator, Electronic fail-safe, AC/DC 24 V, 2...10 V, MFT/programmable | 10422.00
G6125CS+AVKX24-MFT | Globe Valve | Water | Globe Valve (GV), 5", 2-way, ANSI Class 125, Cv 263 ¦Valve Actuator, Electronic fail-safe, AC/DC 24 V, 2...10 V, MFT/programmable | 10422.00
G6125CS+EVB24-3 | Globe Valve | Water | Globe Valve (GV), 5", 2-way, ANSI Class 125, Cv 263 ¦Valve Actuator, Non fail-safe, AC/DC 24 V, On/Off, Floating point | 9487.00
G6125CS+EVB24-MFT | Globe Valve | Water | Globe Valve (GV), 5", 2-way, ANSI Class 125, Cv 263 ¦Valve Actuator, Non fail-safe, AC/DC 24 V, 2...10 V, MFT/programmable | 9656.00
G6125CS+EVB24-SR | Globe Valve | Water | Globe Valve (GV), 5", 2-way, ANSI Class 125, Cv 263 ¦Valve Actuator, Non fail-safe, AC/DC 24 V, 2...10 V, modulating | 9591.00
G6125CS+EVX120-3 | Globe Valve | Water | Globe Valve (GV), 5", 2-way, ANSI Class 125, Cv 263 ¦Valve Actuator, Non fail-safe, AC 100...240 V, On/Off, Floating point | 9285.00
G6125CS+EVX24-3 | Globe Valve | Water | Globe Valve (GV), 5", 2-way, ANSI Class 125, Cv 263 ¦Valve Actuator, Non fail-safe, AC/DC 24 V, On/Off, Floating point | 9487.00
G6125CS+EVX24-MFT | Globe Valve | Water | Globe Valve (GV), 5", 2-way, ANSI Class 125, Cv 263 ¦Valve Actuator, Non fail-safe, AC/DC 24 V, 2...10 V, MFT/programmable | 9656.00
G6125CS+EVX24-SR | Globe Valve | Water | Globe Valve (GV), 5", 2-way, ANSI Class 125, Cv 263 ¦Valve Actuator, Non fail-safe, AC/DC 24 V, 2...10 V, modulating | 9591.00
G6125CS-250+AVKB120-3 | Globe Valve | Water | Globe Valve (GV), 5", 2-way, ANSI Class 250, Cv 263 ¦Valve Actuator, Electronic fail-safe, AC 100...240 V, On/Off, Floating point | 11319.00
G6125CS-250+AVKB24-3 | Globe Valve | Water | Globe Valve (GV), 5", 2-way, ANSI Class 250, Cv 263 ¦Valve Actuator, Electronic fail-safe, AC 24 V, On/Off, Floating point | 11277.00
G6125CS-250+AVKB24-MFT | Globe Valve | Water | Globe Valve (GV), 5", 2-way, ANSI Class 250, Cv 263 ¦Valve Actuator, Electronic fail-safe, AC/DC 24 V, 2...10 V, MFT/programmable | 11449.00
G6125CS-250+AVKX24-MFT | Globe Valve | Water | Globe Valve (GV), 5", 2-way, ANSI Class 250, Cv 263 ¦Valve Actuator, Electronic fail-safe, AC/DC 24 V, 2...10 V, MFT/programmable | 11449.00
G6125CS-250+EVB24-3 | Globe Valve | Water | Globe Valve (GV), 5", 2-way, ANSI Class 250, Cv 263 ¦Valve Actuator, Non fail-safe, AC/DC 24 V, On/Off, Floating point | 10508.00
G6125CS-250+EVB24-MFT | Globe Valve | Water | Globe Valve (GV), 5", 2-way, ANSI Class 250, Cv 263 ¦Valve Actuator, Non fail-safe, AC/DC 24 V, 2...10 V, MFT/programmable | 10679.00
G6125CS-250+EVB24-SR | Globe Valve | Water | Globe Valve (GV), 5", 2-way, ANSI Class 250, Cv 263 ¦Valve Actuator, Non fail-safe, AC/DC 24 V, 2...10 V, modulating | 10615.00
G6125CS-250+EVX120-3 | Globe Valve | Water | Globe Valve (GV), 5", 2-way, ANSI Class 250, Cv 263 ¦Valve Actuator, Non fail-safe, AC 100...240 V, On/Off, Floating point | 10252.00
G6125CS-250+EVX24-3 | Globe Valve | Water | Globe Valve (GV), 5", 2-way, ANSI Class 250, Cv 263 ¦Valve Actuator, Non fail-safe, AC/DC 24 V, On/Off, Floating point | 10508.00
G6125CS-250+EVX24-MFT | Globe Valve | Water | Globe Valve (GV), 5", 2-way, ANSI Class 250, Cv 263 ¦Valve Actuator, Non fail-safe, AC/DC 24 V, 2...10 V, MFT/programmable | 10679.00
G6125CS-250+EVX24-SR | Globe Valve | Water | Globe Valve (GV), 5", 2-way, ANSI Class 250, Cv 263 ¦Valve Actuator, Non fail-safe, AC/DC 24 V, 2...10 V, modulating | 10615.00
G6125LCS+2*AFBUP-S-X1 | Globe Valve | Water | Globe Valve (GV), 5", 2-way, ANSI Class 125, Cv 263 ¦Valve Actuator, Spring return, AC 24...240 V / DC 24...125 V, On/Off, 2 x SPDT | 10645.00
G6125LCS+2*AFBUP-X1 | Globe Valve | Water | Globe Valve (GV), 5", 2-way, ANSI Class 125, Cv 263 ¦Valve Actuator, Spring return, AC 24...240 V / DC 24...125 V, On/Off | 10531.00
G6125LCS+2*AFX24-MFT-S-X1 | Globe Valve | Water | Globe Valve (GV), 5", 2-way, ANSI Class 125, Cv 263 ¦Valve Actuator, Spring return, AC/DC 24 V, 2...10 V, 2 x SPDT, MFT/programmable | 10535.00
G6125LCS+2*AFX24-MFT-X1 | Globe Valve | Water | Globe Valve (GV), 5", 2-way, ANSI Class 125, Cv 263 ¦Valve Actuator, Spring return, AC/DC 24 V, 2...10 V, MFT/programmable | 10422.00
G6125LCS+AVKB120-3 | Globe Valve | Water | Globe Valve (GV), 5", 2-way, ANSI Class 125, Cv 263 ¦Valve Actuator, Electronic fail-safe, AC 100...240 V, On/Off, Floating point | 10413.00
G6125LCS+AVKB24-3 | Globe Valve | Water | Globe Valve (GV), 5", 2-way, ANSI Class 125, Cv 263 ¦Valve Actuator, Electronic fail-safe, AC 24 V, On/Off, Floating point | 10317.00
G6125LCS+AVKB24-MFT | Globe Valve | Water | Globe Valve (GV), 5", 2-way, ANSI Class 125, Cv 263 ¦Valve Actuator, Electronic fail-safe, AC/DC 24 V, 2...10 V, MFT/programmable | 10422.00
G6125LCS+AVKX24-MFT | Globe Valve | Water | Globe Valve (GV), 5", 2-way, ANSI Class 125, Cv 263 ¦Valve Actuator, Electronic fail-safe, AC/DC 24 V, 2...10 V, MFT/programmable | 10422.00
G6125LCS+EVB24-3 | Globe Valve | Water | Globe Valve (GV), 5", 2-way, ANSI Class 125, Cv 263 ¦Valve Actuator, Non fail-safe, AC/DC 24 V, On/Off, Floating point | 9303.00
G6125LCS+EVB24-MFT | Globe Valve | Water | Globe Valve (GV), 5", 2-way, ANSI Class 125, Cv 263 ¦Valve Actuator, Non fail-safe, AC/DC 24 V, 2...10 V, MFT/programmable | 9474.00
G6125LCS+EVB24-SR | Globe Valve | Water | Globe Valve (GV), 5", 2-way, ANSI Class 125, Cv 263 ¦Valve Actuator, Non fail-safe, AC/DC 24 V, 2...10 V, modulating | 9407.00
G6125LCS+EVX120-3 | Globe Valve | Water | Globe Valve (GV), 5", 2-way, ANSI Class 125, Cv 263 ¦Valve Actuator, Non fail-safe, AC 100...240 V, On/Off, Floating point | 9114.00
G6125LCS+EVX24-3 | Globe Valve | Water | Globe Valve (GV), 5", 2-way, ANSI Class 125, Cv 263 ¦Valve Actuator, Non fail-safe, AC/DC 24 V, On/Off, Floating point | 9303.00
G6125LCS+EVX24-MFT | Globe Valve | Water | Globe Valve (GV), 5", 2-way, ANSI Class 125, Cv 263 ¦Valve Actuator, Non fail-safe, AC/DC 24 V, 2...10 V, MFT/programmable | 9474.00
G6125LCS+EVX24-SR | Globe Valve | Water | Globe Valve (GV), 5", 2-way, ANSI Class 125, Cv 263 ¦Valve Actuator, Non fail-safe, AC/DC 24 V, 2...10 V, modulating | 9407.00
G6150C+2*AFBUP-S-X1 | Globe Valve | Water | Globe Valve (GV), 6", 2-way, ANSI Class 125, Cv 344 ¦Valve Actuator, Spring return, AC 24...240 V / DC 24...125 V, On/Off, 2 x SPDT | 7861.00
G6150C+2*AFBUP-X1 | Globe Valve | Water | Globe Valve (GV), 6", 2-way, ANSI Class 125, Cv 344 ¦Valve Actuator, Spring return, AC 24...240 V / DC 24...125 V, On/Off | 7747.00
G6150C+2*AFX24-MFT95-X1 | Globe Valve | Water | Globe Valve (GV), 6", 2-way, ANSI Class 125, Cv 344 ¦Valve Actuator, Spring return, AC/DC 24 V, 0...135 Ω, MFT/programmable | 7865.00
G6150C+2*AFX24-MFT-S-X1 | Globe Valve | Water | Globe Valve (GV), 6", 2-way, ANSI Class 125, Cv 344 ¦Valve Actuator, Spring return, AC/DC 24 V, 2...10 V, 2 x SPDT, MFT/programmable | 7916.00
G6150C+2*AFX24-MFT-X1 | Globe Valve | Water | Globe Valve (GV), 6", 2-way, ANSI Class 125, Cv 344 ¦Valve Actuator, Spring return, AC/DC 24 V, 2...10 V, MFT/programmable | 7802.00
G6150C+AVKB120-3 | Globe Valve | Water | Globe Valve (GV), 6", 2-way, ANSI Class 125, Cv 344 ¦Valve Actuator, Electronic fail-safe, AC 100...240 V, On/Off, Floating point | 7838.00
G6150C+AVKB24-3 | Globe Valve | Water | Globe Valve (GV), 6", 2-way, ANSI Class 125, Cv 344 ¦Valve Actuator, Electronic fail-safe, AC 24 V, On/Off, Floating point | 7588.00
G6150C+AVKB24-MFT | Globe Valve | Water | Globe Valve (GV), 6", 2-way, ANSI Class 125, Cv 344 ¦Valve Actuator, Electronic fail-safe, AC/DC 24 V, 2...10 V, MFT/programmable | 7760.00
G6150C+AVKX24-MFT | Globe Valve | Water | Globe Valve (GV), 6", 2-way, ANSI Class 125, Cv 344 ¦Valve Actuator, Electronic fail-safe, AC/DC 24 V, 2...10 V, MFT/programmable | 7760.00
G6150C+EVB24-3 | Globe Valve | Water | Globe Valve (GV), 6", 2-way, ANSI Class 125, Cv 344 ¦Valve Actuator, Non fail-safe, AC/DC 24 V, On/Off, Floating point | 7259.00
G6150C+EVB24-MFT | Globe Valve | Water | Globe Valve (GV), 6", 2-way, ANSI Class 125, Cv 344 ¦Valve Actuator, Non fail-safe, AC/DC 24 V, 2...10 V, MFT/programmable | 7430.00
G6150C+EVB24-SR | Globe Valve | Water | Globe Valve (GV), 6", 2-way, ANSI Class 125, Cv 344 ¦Valve Actuator, Non fail-safe, AC/DC 24 V, 2...10 V, modulating | 7364.00
G6150C+EVX120-3 | Globe Valve | Water | Globe Valve (GV), 6", 2-way, ANSI Class 125, Cv 344 ¦Valve Actuator, Non fail-safe, AC 100...240 V, On/Off, Floating point | 7186.00
G6150C+EVX24-3 | Globe Valve | Water | Globe Valve (GV), 6", 2-way, ANSI Class 125, Cv 344 ¦Valve Actuator, Non fail-safe, AC/DC 24 V, On/Off, Floating point | 7259.00
G6150C+EVX24-MFT | Globe Valve | Water | Globe Valve (GV), 6", 2-way, ANSI Class 125, Cv 344 ¦Valve Actuator, Non fail-safe, AC/DC 24 V, 2...10 V, MFT/programmable | 7430.00
G6150C+EVX24-SR | Globe Valve | Water | Globe Valve (GV), 6", 2-way, ANSI Class 125, Cv 344 ¦Valve Actuator, Non fail-safe, AC/DC 24 V, 2...10 V, modulating | 7364.00
G6150C-250+2*AFBUP-X1 | Globe Valve | Water | Globe Valve (GV), 6", 2-way, ANSI Class 250, Cv 344 ¦Valve Actuator, Spring return, AC 24...240 V / DC 24...125 V, On/Off | 9561.00
G6150C-250+2*AFX24-MFT-S-X1 | Globe Valve | Water | Globe Valve (GV), 6", 2-way, ANSI Class 250, Cv 344 ¦Valve Actuator, Spring return, AC/DC 24 V, 2...10 V, 2 x SPDT, MFT/programmable | 9998.00
G6150C-250+2*AFX24-MFT-X1 | Globe Valve | Water | Globe Valve (GV), 6", 2-way, ANSI Class 250, Cv 344 ¦Valve Actuator, Spring return, AC/DC 24 V, 2...10 V, MFT/programmable | 9884.00
G6150C-250+AVKB120-3 | Globe Valve | Water | Globe Valve (GV), 6", 2-way, ANSI Class 250, Cv 344 ¦Valve Actuator, Electronic fail-safe, AC 100...240 V, On/Off, Floating point | 9573.00
G6150C-250+AVKB24-3 | Globe Valve | Water | Globe Valve (GV), 6", 2-way, ANSI Class 250, Cv 344 ¦Valve Actuator, Electronic fail-safe, AC 24 V, On/Off, Floating point | 9425.00
G6150C-250+AVKB24-MFT | Globe Valve | Water | Globe Valve (GV), 6", 2-way, ANSI Class 250, Cv 344 ¦Valve Actuator, Electronic fail-safe, AC/DC 24 V, 2...10 V, MFT/programmable | 9598.00
G6150C-250+AVKX24-MFT | Globe Valve | Water | Globe Valve (GV), 6", 2-way, ANSI Class 250, Cv 344 ¦Valve Actuator, Electronic fail-safe, AC/DC 24 V, 2...10 V, MFT/programmable | 9598.00
G6150C-250+EVB24-3 | Globe Valve | Water | Globe Valve (GV), 6", 2-way, ANSI Class 250, Cv 344 ¦Valve Actuator, Non fail-safe, AC/DC 24 V, On/Off, Floating point | 7334.00
G6150C-250+EVB24-MFT | Globe Valve | Water | Globe Valve (GV), 6", 2-way, ANSI Class 250, Cv 344 ¦Valve Actuator, Non fail-safe, AC/DC 24 V, 2...10 V, MFT/programmable | 7502.00
G6150C-250+EVB24-SR | Globe Valve | Water | Globe Valve (GV), 6", 2-way, ANSI Class 250, Cv 344 ¦Valve Actuator, Non fail-safe, AC/DC 24 V, 2...10 V, modulating | 7438.00
G6150C-250+EVX120-3 | Globe Valve | Water | Globe Valve (GV), 6", 2-way, ANSI Class 250, Cv 344 ¦Valve Actuator, Non fail-safe, AC 100...240 V, On/Off, Floating point | 7256.00
G6150C-250+EVX24-3 | Globe Valve | Water | Globe Valve (GV), 6", 2-way, ANSI Class 250, Cv 344 ¦Valve Actuator, Non fail-safe, AC/DC 24 V, On/Off, Floating point | 7334.00
G6150C-250+EVX24-MFT | Globe Valve | Water | Globe Valve (GV), 6", 2-way, ANSI Class 250, Cv 344 ¦Valve Actuator, Non fail-safe, AC/DC 24 V, 2...10 V, MFT/programmable | 7502.00
G6150C-250+EVX24-SR | Globe Valve | Water | Globe Valve (GV), 6", 2-way, ANSI Class 250, Cv 344 ¦Valve Actuator, Non fail-safe, AC/DC 24 V, 2...10 V, modulating | 7438.00
G6150CS+2*AFBUP-S-X1 | Globe Valve | Water | Globe Valve (GV), 6", 2-way, ANSI Class 125, Cv 344 ¦Valve Actuator, Spring return, AC 24...240 V / DC 24...125 V, On/Off, 2 x SPDT | 11136.00
G6150CS+2*AFBUP-X1 | Globe Valve | Water | Globe Valve (GV), 6", 2-way, ANSI Class 125, Cv 344 ¦Valve Actuator, Spring return, AC 24...240 V / DC 24...125 V, On/Off | 11022.00
G6150CS+2*AFX24-MFT95-X1 | Globe Valve | Water | Globe Valve (GV), 6", 2-way, ANSI Class 125, Cv 344 ¦Valve Actuator, Spring return, AC/DC 24 V, 0...135 Ω, MFT/programmable | 10782.00
G6150CS+2*AFX24-MFT-S-X1 | Globe Valve | Water | Globe Valve (GV), 6", 2-way, ANSI Class 125, Cv 344 ¦Valve Actuator, Spring return, AC/DC 24 V, 2...10 V, 2 x SPDT, MFT/programmable | 10864.00
G6150CS+2*AFX24-MFT-X1 | Globe Valve | Water | Globe Valve (GV), 6", 2-way, ANSI Class 125, Cv 344 ¦Valve Actuator, Spring return, AC/DC 24 V, 2...10 V, MFT/programmable | 10751.00
G6150CS+AVKB120-3 | Globe Valve | Water | Globe Valve (GV), 6", 2-way, ANSI Class 125, Cv 344 ¦Valve Actuator, Electronic fail-safe, AC 100...240 V, On/Off, Floating point | 10429.00
G6150CS+AVKB24-3 | Globe Valve | Water | Globe Valve (GV), 6", 2-way, ANSI Class 125, Cv 344 ¦Valve Actuator, Electronic fail-safe, AC 24 V, On/Off, Floating point | 10332.00
G6150CS+AVKB24-MFT | Globe Valve | Water | Globe Valve (GV), 6", 2-way, ANSI Class 125, Cv 344 ¦Valve Actuator, Electronic fail-safe, AC/DC 24 V, 2...10 V, MFT/programmable | 10438.00
G6150CS+AVKX24-MFT | Globe Valve | Water | Globe Valve (GV), 6", 2-way, ANSI Class 125, Cv 344 ¦Valve Actuator, Electronic fail-safe, AC/DC 24 V, 2...10 V, MFT/programmable | 10438.00
G6150CS+EVB24-3 | Globe Valve | Water | Globe Valve (GV), 6", 2-way, ANSI Class 125, Cv 344 ¦Valve Actuator, Non fail-safe, AC/DC 24 V, On/Off, Floating point | 10119.00
G6150CS+EVB24-MFT | Globe Valve | Water | Globe Valve (GV), 6", 2-way, ANSI Class 125, Cv 344 ¦Valve Actuator, Non fail-safe, AC/DC 24 V, 2...10 V, MFT/programmable | 10289.00
G6150CS+EVB24-SR | Globe Valve | Water | Globe Valve (GV), 6", 2-way, ANSI Class 125, Cv 344 ¦Valve Actuator, Non fail-safe, AC/DC 24 V, 2...10 V, modulating | 10223.00
G6150CS+EVX120-3 | Globe Valve | Water | Globe Valve (GV), 6", 2-way, ANSI Class 125, Cv 344 ¦Valve Actuator, Non fail-safe, AC 100...240 V, On/Off, Floating point | 9883.00
G6150CS+EVX24-3 | Globe Valve | Water | Globe Valve (GV), 6", 2-way, ANSI Class 125, Cv 344 ¦Valve Actuator, Non fail-safe, AC/DC 24 V, On/Off, Floating point | 10119.00
G6150CS+EVX24-MFT | Globe Valve | Water | Globe Valve (GV), 6", 2-way, ANSI Class 125, Cv 344 ¦Valve Actuator, Non fail-safe, AC/DC 24 V, 2...10 V, MFT/programmable | 10289.00
G6150CS+EVX24-SR | Globe Valve | Water | Globe Valve (GV), 6", 2-way, ANSI Class 125, Cv 344 ¦Valve Actuator, Non fail-safe, AC/DC 24 V, 2...10 V, modulating | 10223.00
G6150CS-250+AVKB120-3 | Globe Valve | Water | Globe Valve (GV), 6", 2-way, ANSI Class 250, Cv 344 ¦Valve Actuator, Electronic fail-safe, AC 100...240 V, On/Off, Floating point | 14785.00
G6150CS-250+AVKB24-3 | Globe Valve | Water | Globe Valve (GV), 6", 2-way, ANSI Class 250, Cv 344 ¦Valve Actuator, Electronic fail-safe, AC 24 V, On/Off, Floating point | 14954.00
G6150CS-250+AVKB24-MFT | Globe Valve | Water | Globe Valve (GV), 6", 2-way, ANSI Class 250, Cv 344 ¦Valve Actuator, Electronic fail-safe, AC/DC 24 V, 2...10 V, MFT/programmable | 15123.00
G6150CS-250+AVKX24-MFT | Globe Valve | Water | Globe Valve (GV), 6", 2-way, ANSI Class 250, Cv 344 ¦Valve Actuator, Electronic fail-safe, AC/DC 24 V, 2...10 V, MFT/programmable | 15123.00
G6150CS-250+EVB24-3 | Globe Valve | Water | Globe Valve (GV), 6", 2-way, ANSI Class 250, Cv 344 ¦Valve Actuator, Non fail-safe, AC/DC 24 V, On/Off, Floating point | 13260.00
G6150CS-250+EVB24-SR | Globe Valve | Water | Globe Valve (GV), 6", 2-way, ANSI Class 250, Cv 344 ¦Valve Actuator, Non fail-safe, AC/DC 24 V, 2...10 V, modulating | 13365.00
G6150CS-250+EVX120-3 | Globe Valve | Water | Globe Valve (GV), 6", 2-way, ANSI Class 250, Cv 344 ¦Valve Actuator, Non fail-safe, AC 100...240 V, On/Off, Floating point | 12846.00
G6150CS-250+EVX24-3 | Globe Valve | Water | Globe Valve (GV), 6", 2-way, ANSI Class 250, Cv 344 ¦Valve Actuator, Non fail-safe, AC/DC 24 V, On/Off, Floating point | 13260.00
G6150CS-250+EVX24-MFT | Globe Valve | Water | Globe Valve (GV), 6", 2-way, ANSI Class 250, Cv 344 ¦Valve Actuator, Non fail-safe, AC/DC 24 V, 2...10 V, MFT/programmable | 13432.00
G6150CS-250+EVX24-SR | Globe Valve | Water | Globe Valve (GV), 6", 2-way, ANSI Class 250, Cv 344 ¦Valve Actuator, Non fail-safe, AC/DC 24 V, 2...10 V, modulating | 13365.00
G6150LCS+2*AFBUP-S-X1 | Globe Valve | Water | Globe Valve (GV), 6", 2-way, ANSI Class 125, Cv 344 ¦Valve Actuator, Spring return, AC 24...240 V / DC 24...125 V, On/Off, 2 x SPDT | 11136.00
G6150LCS+2*AFBUP-X1 | Globe Valve | Water | Globe Valve (GV), 6", 2-way, ANSI Class 125, Cv 344 ¦Valve Actuator, Spring return, AC 24...240 V / DC 24...125 V, On/Off | 11022.00
G6150LCS+2*AFX24-MFT-S-X1 | Globe Valve | Water | Globe Valve (GV), 6", 2-way, ANSI Class 125, Cv 344 ¦Valve Actuator, Spring return, AC/DC 24 V, 2...10 V, 2 x SPDT, MFT/programmable | 10864.00
G6150LCS+2*AFX24-MFT-X1 | Globe Valve | Water | Globe Valve (GV), 6", 2-way, ANSI Class 125, Cv 344 ¦Valve Actuator, Spring return, AC/DC 24 V, 2...10 V, MFT/programmable | 10751.00
G6150LCS+AVKB120-3 | Globe Valve | Water | Globe Valve (GV), 6", 2-way, ANSI Class 125, Cv 344 ¦Valve Actuator, Electronic fail-safe, AC 100...240 V, On/Off, Floating point | 10429.00
G6150LCS+AVKB24-3 | Globe Valve | Water | Globe Valve (GV), 6", 2-way, ANSI Class 125, Cv 344 ¦Valve Actuator, Electronic fail-safe, AC 24 V, On/Off, Floating point | 10332.00
G6150LCS+AVKB24-MFT | Globe Valve | Water | Globe Valve (GV), 6", 2-way, ANSI Class 125, Cv 344 ¦Valve Actuator, Electronic fail-safe, AC/DC 24 V, 2...10 V, MFT/programmable | 10438.00
G6150LCS+AVKX24-MFT | Globe Valve | Water | Globe Valve (GV), 6", 2-way, ANSI Class 125, Cv 344 ¦Valve Actuator, Electronic fail-safe, AC/DC 24 V, 2...10 V, MFT/programmable | 10438.00
G6150LCS+EVB24-3 | Globe Valve | Water | Globe Valve (GV), 6", 2-way, ANSI Class 125, Cv 344 ¦Valve Actuator, Non fail-safe, AC/DC 24 V, On/Off, Floating point | 10055.00
G6150LCS+EVB24-MFT | Globe Valve | Water | Globe Valve (GV), 6", 2-way, ANSI Class 125, Cv 344 ¦Valve Actuator, Non fail-safe, AC/DC 24 V, 2...10 V, MFT/programmable | 10223.00
G6150LCS+EVB24-SR | Globe Valve | Water | Globe Valve (GV), 6", 2-way, ANSI Class 125, Cv 344 ¦Valve Actuator, Non fail-safe, AC/DC 24 V, 2...10 V, modulating | 10160.00
G6150LCS+EVCX24-MFT | Globe Valve | Water | Globe Valve (GV), 6", 2-way, ANSI Class 125, Cv 344 ¦Configurable Valve Actuator, Non fail-safe, AC/DC 24 V, 2...10 V, MFT/programmable | 10223.00
G6150LCS+EVX120-3 | Globe Valve | Water | Globe Valve (GV), 6", 2-way, ANSI Class 125, Cv 344 ¦Valve Actuator, Non fail-safe, AC 100...240 V, On/Off, Floating point | 9822.00
G6150LCS+EVX24-3 | Globe Valve | Water | Globe Valve (GV), 6", 2-way, ANSI Class 125, Cv 344 ¦Valve Actuator, Non fail-safe, AC/DC 24 V, On/Off, Floating point | 10055.00
G6150LCS+EVX24-MFT | Globe Valve | Water | Globe Valve (GV), 6", 2-way, ANSI Class 125, Cv 344 ¦Valve Actuator, Non fail-safe, AC/DC 24 V, 2...10 V, MFT/programmable | 10223.00
G6150LCS+EVX24-SR | Globe Valve | Water | Globe Valve (GV), 6", 2-way, ANSI Class 125, Cv 344 ¦Valve Actuator, Non fail-safe, AC/DC 24 V, 2...10 V, modulating | 10160.00
G665C+AFBUP-S-X1 | Globe Valve | Water | Globe Valve (GV), 2 1/2", 2-way, ANSI Class 125, Cv 65 ¦Valve Actuator, Spring return, AC 24...240 V / DC 24...125 V, On/Off, 2 x SPDT | 3751.00
G665C+AFBUP-X1 | Globe Valve | Water | Globe Valve (GV), 2 1/2", 2-way, ANSI Class 125, Cv 65 ¦Valve Actuator, Spring return, AC 24...240 V / DC 24...125 V, On/Off | 3637.00
G665C+AFX24-MFT95-X1 | Globe Valve | Water | Globe Valve (GV), 2 1/2", 2-way, ANSI Class 125, Cv 65 ¦Configurable Valve Actuator, Spring return, AC/DC 24 V, 0...135 Ω, MFT/programmable | 3850.00
G665C+AFX24-MFT-S-X1 | Globe Valve | Water | Globe Valve (GV), 2 1/2", 2-way, ANSI Class 125, Cv 65 ¦Configurable Valve Actuator, Spring return, AC/DC 24 V, 2...10 V, 2 x SPDT, MFT/programmable | 3931.00
G665C+AFX24-MFT-X1 | Globe Valve | Water | Globe Valve (GV), 2 1/2", 2-way, ANSI Class 125, Cv 65 ¦Configurable Valve Actuator, Spring return, AC/DC 24 V, 2...10 V, MFT/programmable | 3818.00
G665C+AVKB120-3 | Globe Valve | Water | Globe Valve (GV), 2 1/2", 2-way, ANSI Class 125, Cv 65 ¦Valve Actuator, Electronic fail-safe, AC 100...240 V, On/Off, Floating point | 3947.00
G665C+AVKB24-3 | Globe Valve | Water | Globe Valve (GV), 2 1/2", 2-way, ANSI Class 125, Cv 65 ¦Valve Actuator, Electronic fail-safe, AC 24 V, On/Off, Floating point | 3460.00
G665C+AVKB24-MFT | Globe Valve | Water | Globe Valve (GV), 2 1/2", 2-way, ANSI Class 125, Cv 65 ¦Valve Actuator, Electronic fail-safe, AC/DC 24 V, 2...10 V, MFT/programmable | 3633.00
G665C+AVKX24-MFT | Globe Valve | Water | Globe Valve (GV), 2 1/2", 2-way, ANSI Class 125, Cv 65 ¦Valve Actuator, Electronic fail-safe, AC/DC 24 V, 2...10 V, MFT/programmable | 3633.00
G665C+EVB24-3 | Globe Valve | Water | Globe Valve (GV), 2 1/2", 2-way, ANSI Class 125, Cv 65 ¦Valve Actuator, Non fail-safe, AC/DC 24 V, On/Off, Floating point | 3207.00
G665C+EVB24-MFT | Globe Valve | Water | Globe Valve (GV), 2 1/2", 2-way, ANSI Class 125, Cv 65 ¦Valve Actuator, Non fail-safe, AC/DC 24 V, 2...10 V, MFT/programmable | 3378.00
G665C+EVB24-SR | Globe Valve | Water | Globe Valve (GV), 2 1/2", 2-way, ANSI Class 125, Cv 65 ¦Valve Actuator, Non fail-safe, AC/DC 24 V, 2...10 V, modulating | 3313.00
G665C+EVCX24-MFT | Globe Valve | Water | Globe Valve (GV), 2 1/2", 2-way, ANSI Class 125, Cv 65 ¦Configurable Valve Actuator, Non fail-safe, AC/DC 24 V, 2...10 V, MFT/programmable | 3378.00
G665C+EVX120-3 | Globe Valve | Water | Globe Valve (GV), 2 1/2", 2-way, ANSI Class 125, Cv 65 ¦Valve Actuator, Non fail-safe, AC 100...240 V, On/Off, Floating point | 3366.00
G665C+EVX24-3 | Globe Valve | Water | Globe Valve (GV), 2 1/2", 2-way, ANSI Class 125, Cv 65 ¦Valve Actuator, Non fail-safe, AC/DC 24 V, On/Off, Floating point | 3207.00
G665C+EVX24-MFT | Globe Valve | Water | Globe Valve (GV), 2 1/2", 2-way, ANSI Class 125, Cv 65 ¦Valve Actuator, Non fail-safe, AC/DC 24 V, 2...10 V, MFT/programmable | 3378.00
G665C+EVX24-SR | Globe Valve | Water | Globe Valve (GV), 2 1/2", 2-way, ANSI Class 125, Cv 65 ¦Valve Actuator, Non fail-safe, AC/DC 24 V, 2...10 V, modulating | 3313.00
G665C-250+AFBUP-S-X1 | Globe Valve | Water | Globe Valve (GV), 2 1/2", 2-way, ANSI Class 250, Cv 65 ¦Valve Actuator, Spring return, AC 24...240 V / DC 24...125 V, On/Off, 2 x SPDT | 3823.00
G665C-250+AFBUP-X1 | Globe Valve | Water | Globe Valve (GV), 2 1/2", 2-way, ANSI Class 250, Cv 65 ¦Valve Actuator, Spring return, AC 24...240 V / DC 24...125 V, On/Off | 3713.00
G665C-250+AFX24-MFT95-X1 | Globe Valve | Water | Globe Valve (GV), 2 1/2", 2-way, ANSI Class 250, Cv 65 ¦Configurable Valve Actuator, Spring return, AC/DC 24 V, 0...135 Ω, MFT/programmable | 3909.00
G665C-250+AFX24-MFT-S-X1 | Globe Valve | Water | Globe Valve (GV), 2 1/2", 2-way, ANSI Class 250, Cv 65 ¦Configurable Valve Actuator, Spring return, AC/DC 24 V, 2...10 V, 2 x SPDT, MFT/programmable | 3989.00
G665C-250+AFX24-MFT-X1 | Globe Valve | Water | Globe Valve (GV), 2 1/2", 2-way, ANSI Class 250, Cv 65 ¦Configurable Valve Actuator, Spring return, AC/DC 24 V, 2...10 V, MFT/programmable | 3876.00
G665C-250+AVKB120-3 | Globe Valve | Water | Globe Valve (GV), 2 1/2", 2-way, ANSI Class 250, Cv 65 ¦Valve Actuator, Electronic fail-safe, AC 100...240 V, On/Off, Floating point | 3945.00
G665C-250+AVKB24-3 | Globe Valve | Water | Globe Valve (GV), 2 1/2", 2-way, ANSI Class 250, Cv 65 ¦Valve Actuator, Electronic fail-safe, AC 24 V, On/Off, Floating point | 3458.00
G665C-250+AVKB24-MFT | Globe Valve | Water | Globe Valve (GV), 2 1/2", 2-way, ANSI Class 250, Cv 65 ¦Valve Actuator, Electronic fail-safe, AC/DC 24 V, 2...10 V, MFT/programmable | 3630.00
G665C-250+AVKX24-MFT | Globe Valve | Water | Globe Valve (GV), 2 1/2", 2-way, ANSI Class 250, Cv 65 ¦Valve Actuator, Electronic fail-safe, AC/DC 24 V, 2...10 V, MFT/programmable | 3630.00
G665C-250+EVB24-3 | Globe Valve | Water | Globe Valve (GV), 2 1/2", 2-way, ANSI Class 250, Cv 65 ¦Valve Actuator, Non fail-safe, AC/DC 24 V, On/Off, Floating point | 3213.00
G665C-250+EVB24-MFT | Globe Valve | Water | Globe Valve (GV), 2 1/2", 2-way, ANSI Class 250, Cv 65 ¦Valve Actuator, Non fail-safe, AC/DC 24 V, 2...10 V, MFT/programmable | 3381.00
G665C-250+EVB24-SR | Globe Valve | Water | Globe Valve (GV), 2 1/2", 2-way, ANSI Class 250, Cv 65 ¦Valve Actuator, Non fail-safe, AC/DC 24 V, 2...10 V, modulating | 3318.00
G665C-250+EVCX24-MFT | Globe Valve | Water | Globe Valve (GV), 2 1/2", 2-way, ANSI Class 250, Cv 65 ¦Configurable Valve Actuator, Non fail-safe, AC/DC 24 V, 2...10 V, MFT/programmable | 3381.00
G665C-250+EVX120-3 | Globe Valve | Water | Globe Valve (GV), 2 1/2", 2-way, ANSI Class 250, Cv 65 ¦Valve Actuator, Non fail-safe, AC 100...240 V, On/Off, Floating point | 3370.00
G665C-250+EVX24-3 | Globe Valve | Water | Globe Valve (GV), 2 1/2", 2-way, ANSI Class 250, Cv 65 ¦Valve Actuator, Non fail-safe, AC/DC 24 V, On/Off, Floating point | 3213.00
G665C-250+EVX24-MFT | Globe Valve | Water | Globe Valve (GV), 2 1/2", 2-way, ANSI Class 250, Cv 65 ¦Valve Actuator, Non fail-safe, AC/DC 24 V, 2...10 V, MFT/programmable | 3381.00
G665C-250+EVX24-SR | Globe Valve | Water | Globe Valve (GV), 2 1/2", 2-way, ANSI Class 250, Cv 65 ¦Valve Actuator, Non fail-safe, AC/DC 24 V, 2...10 V, modulating | 3318.00
G665CS+AFBUP-X1 | Globe Valve | Water | Globe Valve (GV), 2 1/2", 2-way, ANSI Class 125, Cv 65 ¦Valve Actuator, Spring return, AC 24...240 V / DC 24...125 V, On/Off | 5003.00
G665CS+AFX24-MFT95-X1 | Globe Valve | Water | Globe Valve (GV), 2 1/2", 2-way, ANSI Class 125, Cv 65 ¦Configurable Valve Actuator, Spring return, AC/DC 24 V, 0...135 Ω, MFT/programmable | 5066.00
G665CS+AFX24-MFT-S-X1 | Globe Valve | Water | Globe Valve (GV), 2 1/2", 2-way, ANSI Class 125, Cv 65 ¦Configurable Valve Actuator, Spring return, AC/DC 24 V, 2...10 V, 2 x SPDT, MFT/programmable | 5272.00
G665CS+AFX24-MFT-X1 | Globe Valve | Water | Globe Valve (GV), 2 1/2", 2-way, ANSI Class 125, Cv 65 ¦Configurable Valve Actuator, Spring return, AC/DC 24 V, 2...10 V, MFT/programmable | 5159.00
G665CS+AVKB120-3 | Globe Valve | Water | Globe Valve (GV), 2 1/2", 2-way, ANSI Class 125, Cv 65 ¦Valve Actuator, Electronic fail-safe, AC 100...240 V, On/Off, Floating point | 5196.00
G665CS+AVKB24-3 | Globe Valve | Water | Globe Valve (GV), 2 1/2", 2-way, ANSI Class 125, Cv 65 ¦Valve Actuator, Electronic fail-safe, AC 24 V, On/Off, Floating point | 4783.00
G665CS+AVKB24-MFT | Globe Valve | Water | Globe Valve (GV), 2 1/2", 2-way, ANSI Class 125, Cv 65 ¦Valve Actuator, Electronic fail-safe, AC/DC 24 V, 2...10 V, MFT/programmable | 4889.00
G665CS+AVKX24-MFT | Globe Valve | Water | Globe Valve (GV), 2 1/2", 2-way, ANSI Class 125, Cv 65 ¦Valve Actuator, Electronic fail-safe, AC/DC 24 V, 2...10 V, MFT/programmable | 4889.00
G665CS+EVB24-3 | Globe Valve | Water | Globe Valve (GV), 2 1/2", 2-way, ANSI Class 125, Cv 65 ¦Valve Actuator, Non fail-safe, AC/DC 24 V, On/Off, Floating point | 4581.00
G665CS+EVB24-MFT | Globe Valve | Water | Globe Valve (GV), 2 1/2", 2-way, ANSI Class 125, Cv 65 ¦Valve Actuator, Non fail-safe, AC/DC 24 V, 2...10 V, MFT/programmable | 4752.00
G665CS+EVB24-SR | Globe Valve | Water | Globe Valve (GV), 2 1/2", 2-way, ANSI Class 125, Cv 65 ¦Valve Actuator, Non fail-safe, AC/DC 24 V, 2...10 V, modulating | 4688.00
G665CS+EVX120-3 | Globe Valve | Water | Globe Valve (GV), 2 1/2", 2-way, ANSI Class 125, Cv 65 ¦Valve Actuator, Non fail-safe, AC 100...240 V, On/Off, Floating point | 4660.00
G665CS+EVX24-3 | Globe Valve | Water | Globe Valve (GV), 2 1/2", 2-way, ANSI Class 125, Cv 65 ¦Valve Actuator, Non fail-safe, AC/DC 24 V, On/Off, Floating point | 4581.00
G665CS+EVX24-MFT | Globe Valve | Water | Globe Valve (GV), 2 1/2", 2-way, ANSI Class 125, Cv 65 ¦Valve Actuator, Non fail-safe, AC/DC 24 V, 2...10 V, MFT/programmable | 4752.00
G665CS+EVX24-SR | Globe Valve | Water | Globe Valve (GV), 2 1/2", 2-way, ANSI Class 125, Cv 65 ¦Valve Actuator, Non fail-safe, AC/DC 24 V, 2...10 V, modulating | 4688.00
G665CS-250+AFBUP-S-X1 | Globe Valve | Water | Globe Valve (GV), 2 1/2", 2-way, ANSI Class 250, Cv 65 ¦Valve Actuator, Spring return, AC 24...240 V / DC 24...125 V, On/Off, 2 x SPDT | 4278.00
G665CS-250+AFBUP-X1 | Globe Valve | Water | Globe Valve (GV), 2 1/2", 2-way, ANSI Class 250, Cv 65 ¦Valve Actuator, Spring return, AC 24...240 V / DC 24...125 V, On/Off | 4163.00
G665CS-250+AFX24-MFT95-X1 | Globe Valve | Water | Globe Valve (GV), 2 1/2", 2-way, ANSI Class 250, Cv 65 ¦Configurable Valve Actuator, Spring return, AC/DC 24 V, 0...135 Ω, MFT/programmable | 5014.00
G665CS-250+AFX24-MFT-S-X1 | Globe Valve | Water | Globe Valve (GV), 2 1/2", 2-way, ANSI Class 250, Cv 65 ¦Configurable Valve Actuator, Spring return, AC/DC 24 V, 2...10 V, 2 x SPDT, MFT/programmable | 5067.00
G665CS-250+AFX24-MFT-X1 | Globe Valve | Water | Globe Valve (GV), 2 1/2", 2-way, ANSI Class 250, Cv 65 ¦Configurable Valve Actuator, Spring return, AC/DC 24 V, 2...10 V, MFT/programmable | 5210.00
G665CS-250+AVKB120-3 | Globe Valve | Water | Globe Valve (GV), 2 1/2", 2-way, ANSI Class 250, Cv 65 ¦Valve Actuator, Electronic fail-safe, AC 100...240 V, On/Off, Floating point | 5990.00
G665CS-250+AVKB24-3 | Globe Valve | Water | Globe Valve (GV), 2 1/2", 2-way, ANSI Class 250, Cv 65 ¦Valve Actuator, Electronic fail-safe, AC 24 V, On/Off, Floating point | 5627.00
G665CS-250+AVKB24-MFT | Globe Valve | Water | Globe Valve (GV), 2 1/2", 2-way, ANSI Class 250, Cv 65 ¦Valve Actuator, Electronic fail-safe, AC/DC 24 V, 2...10 V, MFT/programmable | 5797.00
G665CS-250+AVKX24-MFT | Globe Valve | Water | Globe Valve (GV), 2 1/2", 2-way, ANSI Class 250, Cv 65 ¦Valve Actuator, Electronic fail-safe, AC/DC 24 V, 2...10 V, MFT/programmable | 5797.00
G665CS-250+EVB24-3 | Globe Valve | Water | Globe Valve (GV), 2 1/2", 2-way, ANSI Class 250, Cv 65 ¦Valve Actuator, Non fail-safe, AC/DC 24 V, On/Off, Floating point | 5137.00
G665CS-250+EVB24-MFT | Globe Valve | Water | Globe Valve (GV), 2 1/2", 2-way, ANSI Class 250, Cv 65 ¦Valve Actuator, Non fail-safe, AC/DC 24 V, 2...10 V, MFT/programmable | 5309.00
G665CS-250+EVB24-SR | Globe Valve | Water | Globe Valve (GV), 2 1/2", 2-way, ANSI Class 250, Cv 65 ¦Valve Actuator, Non fail-safe, AC/DC 24 V, 2...10 V, modulating | 5241.00
G665CS-250+EVX120-3 | Globe Valve | Water | Globe Valve (GV), 2 1/2", 2-way, ANSI Class 250, Cv 65 ¦Valve Actuator, Non fail-safe, AC 100...240 V, On/Off, Floating point | 5184.00
G665CS-250+EVX24-3 | Globe Valve | Water | Globe Valve (GV), 2 1/2", 2-way, ANSI Class 250, Cv 65 ¦Valve Actuator, Non fail-safe, AC/DC 24 V, On/Off, Floating point | 5137.00
G665CS-250+EVX24-MFT | Globe Valve | Water | Globe Valve (GV), 2 1/2", 2-way, ANSI Class 250, Cv 65 ¦Valve Actuator, Non fail-safe, AC/DC 24 V, 2...10 V, MFT/programmable | 5309.00
G665CS-250+EVX24-SR | Globe Valve | Water | Globe Valve (GV), 2 1/2", 2-way, ANSI Class 250, Cv 65 ¦Valve Actuator, Non fail-safe, AC/DC 24 V, 2...10 V, modulating | 5241.00
G665LCS+AFBUP-S-X1 | Globe Valve | Water | Globe Valve (GV), 2 1/2", 2-way, ANSI Class 125, Cv 65 ¦Valve Actuator, Spring return, AC 24...240 V / DC 24...125 V, On/Off, 2 x SPDT | 5117.00
G665LCS+AFBUP-X1 | Globe Valve | Water | Globe Valve (GV), 2 1/2", 2-way, ANSI Class 125, Cv 65 ¦Valve Actuator, Spring return, AC 24...240 V / DC 24...125 V, On/Off | 5003.00
G665LCS+AFX24-MFT-S-X1 | Globe Valve | Water | Globe Valve (GV), 2 1/2", 2-way, ANSI Class 125, Cv 65 ¦Configurable Valve Actuator, Spring return, AC/DC 24 V, 2...10 V, 2 x SPDT, MFT/programmable | 5236.00
G665LCS+AFX24-MFT-X1 | Globe Valve | Water | Globe Valve (GV), 2 1/2", 2-way, ANSI Class 125, Cv 65 ¦Configurable Valve Actuator, Spring return, AC/DC 24 V, 2...10 V, MFT/programmable | 5122.00
G665LCS+AVKB120-3 | Globe Valve | Water | Globe Valve (GV), 2 1/2", 2-way, ANSI Class 125, Cv 65 ¦Valve Actuator, Electronic fail-safe, AC 100...240 V, On/Off, Floating point | 5196.00
G665LCS+AVKB24-3 | Globe Valve | Water | Globe Valve (GV), 2 1/2", 2-way, ANSI Class 125, Cv 65 ¦Valve Actuator, Electronic fail-safe, AC 24 V, On/Off, Floating point | 4783.00
G665LCS+AVKB24-MFT | Globe Valve | Water | Globe Valve (GV), 2 1/2", 2-way, ANSI Class 125, Cv 65 ¦Valve Actuator, Electronic fail-safe, AC/DC 24 V, 2...10 V, MFT/programmable | 4889.00
G665LCS+AVKX24-MFT | Globe Valve | Water | Globe Valve (GV), 2 1/2", 2-way, ANSI Class 125, Cv 65 ¦Valve Actuator, Electronic fail-safe, AC/DC 24 V, 2...10 V, MFT/programmable | 4889.00
G665LCS+EVB24-3 | Globe Valve | Water | Globe Valve (GV), 2 1/2", 2-way, ANSI Class 125, Cv 65 ¦Valve Actuator, Non fail-safe, AC/DC 24 V, On/Off, Floating point | 4634.00
G665LCS+EVB24-MFT | Globe Valve | Water | Globe Valve (GV), 2 1/2", 2-way, ANSI Class 125, Cv 65 ¦Valve Actuator, Non fail-safe, AC/DC 24 V, 2...10 V, MFT/programmable | 4806.00
G665LCS+EVB24-SR | Globe Valve | Water | Globe Valve (GV), 2 1/2", 2-way, ANSI Class 125, Cv 65 ¦Valve Actuator, Non fail-safe, AC/DC 24 V, 2...10 V, modulating | 4739.00
G665LCS+EVX120-3 | Globe Valve | Water | Globe Valve (GV), 2 1/2", 2-way, ANSI Class 125, Cv 65 ¦Valve Actuator, Non fail-safe, AC 100...240 V, On/Off, Floating point | 4710.00
G665LCS+EVX24-3 | Globe Valve | Water | Globe Valve (GV), 2 1/2", 2-way, ANSI Class 125, Cv 65 ¦Valve Actuator, Non fail-safe, AC/DC 24 V, On/Off, Floating point | 4634.00
G665LCS+EVX24-MFT | Globe Valve | Water | Globe Valve (GV), 2 1/2", 2-way, ANSI Class 125, Cv 65 ¦Valve Actuator, Non fail-safe, AC/DC 24 V, 2...10 V, MFT/programmable | 4806.00
G665LCS+EVX24-SR | Globe Valve | Water | Globe Valve (GV), 2 1/2", 2-way, ANSI Class 125, Cv 65 ¦Valve Actuator, Non fail-safe, AC/DC 24 V, 2...10 V, modulating | 4739.00
G680C+AFBUP-S-X1 | Globe Valve | Water | Globe Valve (GV), 3", 2-way, ANSI Class 125, Cv 90 ¦Valve Actuator, Spring return, AC 24...240 V / DC 24...125 V, On/Off, 2 x SPDT | 4098.00
G680C+AFBUP-X1 | Globe Valve | Water | Globe Valve (GV), 3", 2-way, ANSI Class 125, Cv 90 ¦Valve Actuator, Spring return, AC 24...240 V / DC 24...125 V, On/Off | 3984.00
G680C+AFX24-MFT95-X1 | Globe Valve | Water | Globe Valve (GV), 3", 2-way, ANSI Class 125, Cv 90 ¦Configurable Valve Actuator, Spring return, AC/DC 24 V, 0...135 Ω, MFT/programmable | 4197.00
G680C+AFX24-MFT-S-X1 | Globe Valve | Water | Globe Valve (GV), 3", 2-way, ANSI Class 125, Cv 90 ¦Configurable Valve Actuator, Spring return, AC/DC 24 V, 2...10 V, 2 x SPDT, MFT/programmable | 4282.00
G680C+AFX24-MFT-X1 | Globe Valve | Water | Globe Valve (GV), 3", 2-way, ANSI Class 125, Cv 90 ¦Configurable Valve Actuator, Spring return, AC/DC 24 V, 2...10 V, MFT/programmable | 4168.00
G680C+AVKB120-3 | Globe Valve | Water | Globe Valve (GV), 3", 2-way, ANSI Class 125, Cv 90 ¦Valve Actuator, Electronic fail-safe, AC 100...240 V, On/Off, Floating point | 4293.00
G680C+AVKB24-3 | Globe Valve | Water | Globe Valve (GV), 3", 2-way, ANSI Class 125, Cv 90 ¦Valve Actuator, Electronic fail-safe, AC 24 V, On/Off, Floating point | 3827.00
G680C+AVKB24-MFT | Globe Valve | Water | Globe Valve (GV), 3", 2-way, ANSI Class 125, Cv 90 ¦Valve Actuator, Electronic fail-safe, AC/DC 24 V, 2...10 V, MFT/programmable | 4002.00
G680C+AVKX24-MFT | Globe Valve | Water | Globe Valve (GV), 3", 2-way, ANSI Class 125, Cv 90 ¦Valve Actuator, Electronic fail-safe, AC/DC 24 V, 2...10 V, MFT/programmable | 4002.00
G680C+EVB24-3 | Globe Valve | Water | Globe Valve (GV), 3", 2-way, ANSI Class 125, Cv 90 ¦Valve Actuator, Non fail-safe, AC/DC 24 V, On/Off, Floating point | 3562.00
G680C+EVB24-MFT | Globe Valve | Water | Globe Valve (GV), 3", 2-way, ANSI Class 125, Cv 90 ¦Valve Actuator, Non fail-safe, AC/DC 24 V, 2...10 V, MFT/programmable | 3732.00
G680C+EVB24-SR | Globe Valve | Water | Globe Valve (GV), 3", 2-way, ANSI Class 125, Cv 90 ¦Valve Actuator, Non fail-safe, AC/DC 24 V, 2...10 V, modulating | 3668.00
G680C+EVX120-3 | Globe Valve | Water | Globe Valve (GV), 3", 2-way, ANSI Class 125, Cv 90 ¦Valve Actuator, Non fail-safe, AC 100...240 V, On/Off, Floating point | 3701.00
G680C+EVX24-3 | Globe Valve | Water | Globe Valve (GV), 3", 2-way, ANSI Class 125, Cv 90 ¦Valve Actuator, Non fail-safe, AC/DC 24 V, On/Off, Floating point | 3562.00
G680C+EVX24-MFT | Globe Valve | Water | Globe Valve (GV), 3", 2-way, ANSI Class 125, Cv 90 ¦Valve Actuator, Non fail-safe, AC/DC 24 V, 2...10 V, MFT/programmable | 3732.00
G680C+EVX24-SR | Globe Valve | Water | Globe Valve (GV), 3", 2-way, ANSI Class 125, Cv 90 ¦Valve Actuator, Non fail-safe, AC/DC 24 V, 2...10 V, modulating | 3668.00
G680C-250+2*AFBUP-S-X1 | Globe Valve | Water | Globe Valve (GV), 3", 2-way, ANSI Class 250, Cv 90 ¦Valve Actuator, Spring return, AC 24...240 V / DC 24...125 V, On/Off, 2 x SPDT | 5016.00
G680C-250+2*AFBUP-X1 | Globe Valve | Water | Globe Valve (GV), 3", 2-way, ANSI Class 250, Cv 90 ¦Valve Actuator, Spring return, AC 24...240 V / DC 24...125 V, On/Off | 4902.00
G680C-250+2*AFX24-MFT95-X1 | Globe Valve | Water | Globe Valve (GV), 3", 2-way, ANSI Class 250, Cv 90 ¦Valve Actuator, Spring return, AC/DC 24 V, 0...135 Ω, MFT/programmable | 4992.00
G680C-250+2*AFX24-MFT-S-X1 | Globe Valve | Water | Globe Valve (GV), 3", 2-way, ANSI Class 250, Cv 90 ¦Valve Actuator, Spring return, AC/DC 24 V, 2...10 V, 2 x SPDT, MFT/programmable | 5370.00
G680C-250+2*AFX24-MFT-X1 | Globe Valve | Water | Globe Valve (GV), 3", 2-way, ANSI Class 250, Cv 90 ¦Valve Actuator, Spring return, AC/DC 24 V, 2...10 V, MFT/programmable | 5257.00
G680C-250+AFBUP-X1 | Globe Valve | Water | Globe Valve (GV), 3", 2-way, ANSI Class 250, Cv 90 ¦Valve Actuator, Spring return, AC 24...240 V / DC 24...125 V, On/Off | 4149.00
G680C-250+AFX24-MFT-S-X1 | Globe Valve | Water | Globe Valve (GV), 3", 2-way, ANSI Class 250, Cv 90 ¦Configurable Valve Actuator, Spring return, AC/DC 24 V, 2...10 V, 2 x SPDT, MFT/programmable | 4218.00
G680C-250+AFX24-MFT-X1 | Globe Valve | Water | Globe Valve (GV), 3", 2-way, ANSI Class 250, Cv 90 ¦Configurable Valve Actuator, Spring return, AC/DC 24 V, 2...10 V, MFT/programmable | 4104.00
G680C-250+AVKB120-3 | Globe Valve | Water | Globe Valve (GV), 3", 2-way, ANSI Class 250, Cv 90 ¦Valve Actuator, Electronic fail-safe, AC 100...240 V, On/Off, Floating point | 4371.00
G680C-250+AVKB24-3 | Globe Valve | Water | Globe Valve (GV), 3", 2-way, ANSI Class 250, Cv 90 ¦Valve Actuator, Electronic fail-safe, AC 24 V, On/Off, Floating point | 3910.00
G680C-250+AVKB24-MFT | Globe Valve | Water | Globe Valve (GV), 3", 2-way, ANSI Class 250, Cv 90 ¦Valve Actuator, Electronic fail-safe, AC/DC 24 V, 2...10 V, MFT/programmable | 4083.00
G680C-250+AVKX24-MFT | Globe Valve | Water | Globe Valve (GV), 3", 2-way, ANSI Class 250, Cv 90 ¦Valve Actuator, Electronic fail-safe, AC/DC 24 V, 2...10 V, MFT/programmable | 4083.00
G680C-250+EVB24-3 | Globe Valve | Water | Globe Valve (GV), 3", 2-way, ANSI Class 250, Cv 90 ¦Valve Actuator, Non fail-safe, AC/DC 24 V, On/Off, Floating point | 3756.00
G680C-250+EVB24-MFT | Globe Valve | Water | Globe Valve (GV), 3", 2-way, ANSI Class 250, Cv 90 ¦Valve Actuator, Non fail-safe, AC/DC 24 V, 2...10 V, MFT/programmable | 3926.00
G680C-250+EVB24-SR | Globe Valve | Water | Globe Valve (GV), 3", 2-way, ANSI Class 250, Cv 90 ¦Valve Actuator, Non fail-safe, AC/DC 24 V, 2...10 V, modulating | 3862.00
G680C-250+EVX120-3 | Globe Valve | Water | Globe Valve (GV), 3", 2-way, ANSI Class 250, Cv 90 ¦Valve Actuator, Non fail-safe, AC 100...240 V, On/Off, Floating point | 3883.00
G680C-250+EVX24-3 | Globe Valve | Water | Globe Valve (GV), 3", 2-way, ANSI Class 250, Cv 90 ¦Valve Actuator, Non fail-safe, AC/DC 24 V, On/Off, Floating point | 3756.00
G680C-250+EVX24-MFT | Globe Valve | Water | Globe Valve (GV), 3", 2-way, ANSI Class 250, Cv 90 ¦Valve Actuator, Non fail-safe, AC/DC 24 V, 2...10 V, MFT/programmable | 3926.00
G680C-250+EVX24-SR | Globe Valve | Water | Globe Valve (GV), 3", 2-way, ANSI Class 250, Cv 90 ¦Valve Actuator, Non fail-safe, AC/DC 24 V, 2...10 V, modulating | 3862.00
G680CS+AFBUP-S-X1 | Globe Valve | Water | Globe Valve (GV), 3", 2-way, ANSI Class 125, Cv 90 ¦Valve Actuator, Spring return, AC 24...240 V / DC 24...125 V, On/Off, 2 x SPDT | 5871.00
G680CS+AFBUP-X1 | Globe Valve | Water | Globe Valve (GV), 3", 2-way, ANSI Class 125, Cv 90 ¦Valve Actuator, Spring return, AC 24...240 V / DC 24...125 V, On/Off | 5758.00
G680CS+AFX24-MFT95-X1 | Globe Valve | Water | Globe Valve (GV), 3", 2-way, ANSI Class 125, Cv 90 ¦Configurable Valve Actuator, Spring return, AC/DC 24 V, 0...135 Ω, MFT/programmable | 5942.00
G680CS+AFX24-MFT-S-X1 | Globe Valve | Water | Globe Valve (GV), 3", 2-way, ANSI Class 125, Cv 90 ¦Configurable Valve Actuator, Spring return, AC/DC 24 V, 2...10 V, 2 x SPDT, MFT/programmable | 6027.00
G680CS+AFX24-MFT-X1 | Globe Valve | Water | Globe Valve (GV), 3", 2-way, ANSI Class 125, Cv 90 ¦Configurable Valve Actuator, Spring return, AC/DC 24 V, 2...10 V, MFT/programmable | 5913.00
G680CS+AVKB120-3 | Globe Valve | Water | Globe Valve (GV), 3", 2-way, ANSI Class 125, Cv 90 ¦Valve Actuator, Electronic fail-safe, AC 100...240 V, On/Off, Floating point | 5998.00
G680CS+AVKB24-3 | Globe Valve | Water | Globe Valve (GV), 3", 2-way, ANSI Class 125, Cv 90 ¦Valve Actuator, Electronic fail-safe, AC 24 V, On/Off, Floating point | 5635.00
G680CS+AVKB24-MFT | Globe Valve | Water | Globe Valve (GV), 3", 2-way, ANSI Class 125, Cv 90 ¦Valve Actuator, Electronic fail-safe, AC/DC 24 V, 2...10 V, MFT/programmable | 5740.00
G680CS+AVKX24-MFT | Globe Valve | Water | Globe Valve (GV), 3", 2-way, ANSI Class 125, Cv 90 ¦Valve Actuator, Electronic fail-safe, AC/DC 24 V, 2...10 V, MFT/programmable | 5740.00
G680CS+EVB24-3 | Globe Valve | Water | Globe Valve (GV), 3", 2-way, ANSI Class 125, Cv 90 ¦Valve Actuator, Non fail-safe, AC/DC 24 V, On/Off, Floating point | 5336.00
G680CS+EVB24-MFT | Globe Valve | Water | Globe Valve (GV), 3", 2-way, ANSI Class 125, Cv 90 ¦Valve Actuator, Non fail-safe, AC/DC 24 V, 2...10 V, MFT/programmable | 5506.00
G680CS+EVB24-SR | Globe Valve | Water | Globe Valve (GV), 3", 2-way, ANSI Class 125, Cv 90 ¦Valve Actuator, Non fail-safe, AC/DC 24 V, 2...10 V, modulating | 5442.00
G680CS+EVX120-3 | Globe Valve | Water | Globe Valve (GV), 3", 2-way, ANSI Class 125, Cv 90 ¦Valve Actuator, Non fail-safe, AC 100...240 V, On/Off, Floating point | 5373.00
G680CS+EVX24-3 | Globe Valve | Water | Globe Valve (GV), 3", 2-way, ANSI Class 125, Cv 90 ¦Valve Actuator, Non fail-safe, AC/DC 24 V, On/Off, Floating point | 5336.00
G680CS+EVX24-MFT | Globe Valve | Water | Globe Valve (GV), 3", 2-way, ANSI Class 125, Cv 90 ¦Valve Actuator, Non fail-safe, AC/DC 24 V, 2...10 V, MFT/programmable | 5506.00
G680CS+EVX24-SR | Globe Valve | Water | Globe Valve (GV), 3", 2-way, ANSI Class 125, Cv 90 ¦Valve Actuator, Non fail-safe, AC/DC 24 V, 2...10 V, modulating | 5442.00
G680CS-250+AFBUP-X1 | Globe Valve | Water | Globe Valve (GV), 3", 2-way, ANSI Class 250, Cv 90 ¦Valve Actuator, Spring return, AC 24...240 V / DC 24...125 V, On/Off | 6549.00
G680CS-250+AFX24-MFT-X1 | Globe Valve | Water | Globe Valve (GV), 3", 2-way, ANSI Class 250, Cv 90 ¦Configurable Valve Actuator, Spring return, AC/DC 24 V, 2...10 V, MFT/programmable | 6736.00
G680CS-250+AVKB24-3 | Globe Valve | Water | Globe Valve (GV), 3", 2-way, ANSI Class 250, Cv 90 ¦Valve Actuator, Electronic fail-safe, AC 24 V, On/Off, Floating point | 6539.00
G680CS-250+AVKB24-MFT | Globe Valve | Water | Globe Valve (GV), 3", 2-way, ANSI Class 250, Cv 90 ¦Valve Actuator, Electronic fail-safe, AC/DC 24 V, 2...10 V, MFT/programmable | 6472.00
G680CS-250+EVB24-3 | Globe Valve | Water | Globe Valve (GV), 3", 2-way, ANSI Class 250, Cv 90 ¦Valve Actuator, Non fail-safe, AC/DC 24 V, On/Off, Floating point | 5500.00
G680CS-250+EVB24-MFT | Globe Valve | Water | Globe Valve (GV), 3", 2-way, ANSI Class 250, Cv 90 ¦Valve Actuator, Non fail-safe, AC/DC 24 V, 2...10 V, MFT/programmable | 5670.00
G680CS-250+EVB24-SR | Globe Valve | Water | Globe Valve (GV), 3", 2-way, ANSI Class 250, Cv 90 ¦Valve Actuator, Non fail-safe, AC/DC 24 V, 2...10 V, modulating | 5606.00
G680CS-250+EVX120-3 | Globe Valve | Water | Globe Valve (GV), 3", 2-way, ANSI Class 250, Cv 90 ¦Valve Actuator, Non fail-safe, AC 100...240 V, On/Off, Floating point | 5526.00
G680CS-250+EVX24-3 | Globe Valve | Water | Globe Valve (GV), 3", 2-way, ANSI Class 250, Cv 90 ¦Valve Actuator, Non fail-safe, AC/DC 24 V, On/Off, Floating point | 5500.00
G680CS-250+EVX24-MFT | Globe Valve | Water | Globe Valve (GV), 3", 2-way, ANSI Class 250, Cv 90 ¦Valve Actuator, Non fail-safe, AC/DC 24 V, 2...10 V, MFT/programmable | 5670.00
G680CS-250+EVX24-SR | Globe Valve | Water | Globe Valve (GV), 3", 2-way, ANSI Class 250, Cv 90 ¦Valve Actuator, Non fail-safe, AC/DC 24 V, 2...10 V, modulating | 5606.00
G680LCS+AFBUP-S-X1 | Globe Valve | Water | Globe Valve (GV), 3", 2-way, ANSI Class 125, Cv 90 ¦Valve Actuator, Spring return, AC 24...240 V / DC 24...125 V, On/Off, 2 x SPDT | 5871.00
G680LCS+AFBUP-X1 | Globe Valve | Water | Globe Valve (GV), 3", 2-way, ANSI Class 125, Cv 90 ¦Valve Actuator, Spring return, AC 24...240 V / DC 24...125 V, On/Off | 5758.00
G680LCS+AFX24-MFT-S-X1 | Globe Valve | Water | Globe Valve (GV), 3", 2-way, ANSI Class 125, Cv 90 ¦Configurable Valve Actuator, Spring return, AC/DC 24 V, 2...10 V, 2 x SPDT, MFT/programmable | 6108.00
G680LCS+AFX24-MFT-X1 | Globe Valve | Water | Globe Valve (GV), 3", 2-way, ANSI Class 125, Cv 90 ¦Configurable Valve Actuator, Spring return, AC/DC 24 V, 2...10 V, MFT/programmable | 5994.00
G680LCS+AVKB120-3 | Globe Valve | Water | Globe Valve (GV), 3", 2-way, ANSI Class 125, Cv 90 ¦Valve Actuator, Electronic fail-safe, AC 100...240 V, On/Off, Floating point | 5858.00
G680LCS+AVKB24-3 | Globe Valve | Water | Globe Valve (GV), 3", 2-way, ANSI Class 125, Cv 90 ¦Valve Actuator, Electronic fail-safe, AC 24 V, On/Off, Floating point | 5487.00
G680LCS+AVKB24-MFT | Globe Valve | Water | Globe Valve (GV), 3", 2-way, ANSI Class 125, Cv 90 ¦Valve Actuator, Electronic fail-safe, AC/DC 24 V, 2...10 V, MFT/programmable | 5594.00
G680LCS+AVKX24-MFT | Globe Valve | Water | Globe Valve (GV), 3", 2-way, ANSI Class 125, Cv 90 ¦Valve Actuator, Electronic fail-safe, AC/DC 24 V, 2...10 V, MFT/programmable | 5594.00
G680LCS+EVB24-3 | Globe Valve | Water | Globe Valve (GV), 3", 2-way, ANSI Class 125, Cv 90 ¦Valve Actuator, Non fail-safe, AC/DC 24 V, On/Off, Floating point | 5454.00
G680LCS+EVB24-MFT | Globe Valve | Water | Globe Valve (GV), 3", 2-way, ANSI Class 125, Cv 90 ¦Valve Actuator, Non fail-safe, AC/DC 24 V, 2...10 V, MFT/programmable | 5625.00
G680LCS+EVB24-SR | Globe Valve | Water | Globe Valve (GV), 3", 2-way, ANSI Class 125, Cv 90 ¦Valve Actuator, Non fail-safe, AC/DC 24 V, 2...10 V, modulating | 5560.00
G680LCS+EVCX24-MFT | Globe Valve | Water | Globe Valve (GV), 3", 2-way, ANSI Class 125, Cv 90 ¦Configurable Valve Actuator, Non fail-safe, AC/DC 24 V, 2...10 V, MFT/programmable | 5625.00
G680LCS+EVX120-3 | Globe Valve | Water | Globe Valve (GV), 3", 2-way, ANSI Class 125, Cv 90 ¦Valve Actuator, Non fail-safe, AC 100...240 V, On/Off, Floating point | 5484.00
G680LCS+EVX24-3 | Globe Valve | Water | Globe Valve (GV), 3", 2-way, ANSI Class 125, Cv 90 ¦Valve Actuator, Non fail-safe, AC/DC 24 V, On/Off, Floating point | 5454.00
G680LCS+EVX24-MFT | Globe Valve | Water | Globe Valve (GV), 3", 2-way, ANSI Class 125, Cv 90 ¦Valve Actuator, Non fail-safe, AC/DC 24 V, 2...10 V, MFT/programmable | 5625.00
G680LCS+EVX24-SR | Globe Valve | Water | Globe Valve (GV), 3", 2-way, ANSI Class 125, Cv 90 ¦Valve Actuator, Non fail-safe, AC/DC 24 V, 2...10 V, modulating | 5560.00
G7100+2*AFBUP-S-X1 | Globe Valve | Water | Globe Valve (GV), 4", 3-way, ANSI Class 125, Cv 190 ¦Valve Actuator, Spring return, AC 24...240 V / DC 24...125 V, On/Off, 2 x SPDT | 5325.00
G7100+2*AFBUP-X1 | Globe Valve | Water | Globe Valve (GV), 4", 3-way, ANSI Class 125, Cv 190 ¦Valve Actuator, Spring return, AC 24...240 V / DC 24...125 V, On/Off | 5211.00
G7100+2*AFX24-MFT95-X1 | Globe Valve | Water | Globe Valve (GV), 4", 3-way, ANSI Class 125, Cv 190 ¦Valve Actuator, Spring return, AC/DC 24 V, 0...135 Ω, MFT/programmable | 5300.00
G7100+2*AFX24-MFT-S-X1 | Globe Valve | Water | Globe Valve (GV), 4", 3-way, ANSI Class 125, Cv 190 ¦Valve Actuator, Spring return, AC/DC 24 V, 2...10 V, 2 x SPDT, MFT/programmable | 5387.00
G7100+2*AFX24-MFT-X1 | Globe Valve | Water | Globe Valve (GV), 4", 3-way, ANSI Class 125, Cv 190 ¦Valve Actuator, Spring return, AC/DC 24 V, 2...10 V, MFT/programmable | 5273.00
G7100+2*GKX24-MFT-X1 | Globe Valve | Water | Globe Valve (GV), 4", 3-way, ANSI Class 125, Cv 190 ¦Valve Actuator, Electronic fail-safe, AC/DC 24 V, 2...10 V, MFT/programmable | 7731.00
G7100+2*GMX24-MFT-X1 | Globe Valve | Water | Globe Valve (GV), 4", 3-way, ANSI Class 125, Cv 190 ¦Valve Actuator, Non fail-safe, AC/DC 24 V, 2...10 V, MFT/programmable | 7303.00
G7100+EVB24-3 | Globe Valve | Water | Globe Valve (GV), 4", 3-way, ANSI Class 125, Cv 190 ¦Valve Actuator, Non fail-safe, AC/DC 24 V, On/Off, Floating point | 4384.00
G7100+EVB24-MFT | Globe Valve | Water | Globe Valve (GV), 4", 3-way, ANSI Class 125, Cv 190 ¦Valve Actuator, Non fail-safe, AC/DC 24 V, 2...10 V, MFT/programmable | 4557.00
G7100+EVB24-SR | Globe Valve | Water | Globe Valve (GV), 4", 3-way, ANSI Class 125, Cv 190 ¦Valve Actuator, Non fail-safe, AC/DC 24 V, 2...10 V, modulating | 4489.00
G7100+EVX120-3 | Globe Valve | Water | Globe Valve (GV), 4", 3-way, ANSI Class 125, Cv 190 ¦Valve Actuator, Non fail-safe, AC 100...240 V, On/Off, Floating point | 4475.00
G7100+EVX24-3 | Globe Valve | Water | Globe Valve (GV), 4", 3-way, ANSI Class 125, Cv 190 ¦Valve Actuator, Non fail-safe, AC/DC 24 V, On/Off, Floating point | 4384.00
G7100+EVX24-MFT | Globe Valve | Water | Globe Valve (GV), 4", 3-way, ANSI Class 125, Cv 190 ¦Valve Actuator, Non fail-safe, AC/DC 24 V, 2...10 V, MFT/programmable | 4557.00
G7100+EVX24-SR | Globe Valve | Water | Globe Valve (GV), 4", 3-way, ANSI Class 125, Cv 190 ¦Valve Actuator, Non fail-safe, AC/DC 24 V, 2...10 V, modulating | 4489.00
G7100+RVB24-3 | Globe Valve | Water | Globe Valve (GV), 4", 3-way, ANSI Class 125, Cv 190 ¦Valve Actuator, Non fail-safe, AC/DC 24 V, On/Off, Floating point | 5159.00
G7100+RVB24-MFT | Globe Valve | Water | Globe Valve (GV), 4", 3-way, ANSI Class 125, Cv 190 ¦Valve Actuator, Non fail-safe, AC/DC 24 V, 2...10 V, MFT/programmable | 5327.00
G7100+RVX24-3 | Globe Valve | Water | Globe Valve (GV), 4", 3-way, ANSI Class 125, Cv 190 ¦Valve Actuator, Non fail-safe, AC/DC 24 V, On/Off, Floating point | 5159.00
G7100+RVX24-MFT | Globe Valve | Water | Globe Valve (GV), 4", 3-way, ANSI Class 125, Cv 190 ¦Valve Actuator, Non fail-safe, AC/DC 24 V, 2...10 V, MFT/programmable | 5327.00
G7100-250+2*AFX24-MFT95-X1 | Globe Valve | Water | Globe Valve (GV), 4", 3-way, ANSI Class 250, Cv 190 ¦Valve Actuator, Spring return, AC/DC 24 V, 0...135 Ω, MFT/programmable | 6755.00
G7100-250+2*AFX24-MFT-S-X1 | Globe Valve | Water | Globe Valve (GV), 4", 3-way, ANSI Class 250, Cv 190 ¦Valve Actuator, Spring return, AC/DC 24 V, 2...10 V, 2 x SPDT, MFT/programmable | 6841.00
G7100-250+2*AFX24-MFT-X1 | Globe Valve | Water | Globe Valve (GV), 4", 3-way, ANSI Class 250, Cv 190 ¦Valve Actuator, Spring return, AC/DC 24 V, 2...10 V, MFT/programmable | 6728.00
G7100-250+2*GKX24-MFT-X1 | Globe Valve | Water | Globe Valve (GV), 4", 3-way, ANSI Class 250, Cv 190 ¦Valve Actuator, Electronic fail-safe, AC/DC 24 V, 2...10 V, MFT/programmable | 10480.00
G7100-250+EVB24-3 | Globe Valve | Water | Globe Valve (GV), 4", 3-way, ANSI Class 250, Cv 190 ¦Valve Actuator, Non fail-safe, AC/DC 24 V, On/Off, Floating point | 7186.00
G7100-250+EVB24-MFT | Globe Valve | Water | Globe Valve (GV), 4", 3-way, ANSI Class 250, Cv 190 ¦Valve Actuator, Non fail-safe, AC/DC 24 V, 2...10 V, MFT/programmable | 7355.00
G7100-250+EVB24-SR | Globe Valve | Water | Globe Valve (GV), 4", 3-way, ANSI Class 250, Cv 190 ¦Valve Actuator, Non fail-safe, AC/DC 24 V, 2...10 V, modulating | 7291.00
G7100-250+EVX120-3 | Globe Valve | Water | Globe Valve (GV), 4", 3-way, ANSI Class 250, Cv 190 ¦Valve Actuator, Non fail-safe, AC 100...240 V, On/Off, Floating point | 7115.00
G7100-250+EVX24-3 | Globe Valve | Water | Globe Valve (GV), 4", 3-way, ANSI Class 250, Cv 190 ¦Valve Actuator, Non fail-safe, AC/DC 24 V, On/Off, Floating point | 7186.00
G7100-250+EVX24-MFT | Globe Valve | Water | Globe Valve (GV), 4", 3-way, ANSI Class 250, Cv 190 ¦Valve Actuator, Non fail-safe, AC/DC 24 V, 2...10 V, MFT/programmable | 7355.00
G7100-250+EVX24-SR | Globe Valve | Water | Globe Valve (GV), 4", 3-way, ANSI Class 250, Cv 190 ¦Valve Actuator, Non fail-safe, AC/DC 24 V, 2...10 V, modulating | 7291.00
G7100-250+RVB24-3 | Globe Valve | Water | Globe Valve (GV), 4", 3-way, ANSI Class 250, Cv 190 ¦Valve Actuator, Non fail-safe, AC/DC 24 V, On/Off, Floating point | 7897.00
G7100-250+RVB24-MFT | Globe Valve | Water | Globe Valve (GV), 4", 3-way, ANSI Class 250, Cv 190 ¦Valve Actuator, Non fail-safe, AC/DC 24 V, 2...10 V, MFT/programmable | 8068.00
G7100-250+RVX24-3 | Globe Valve | Water | Globe Valve (GV), 4", 3-way, ANSI Class 250, Cv 190 ¦Valve Actuator, Non fail-safe, AC/DC 24 V, On/Off, Floating point | 7897.00
G7100-250+RVX24-MFT | Globe Valve | Water | Globe Valve (GV), 4", 3-way, ANSI Class 250, Cv 190 ¦Valve Actuator, Non fail-safe, AC/DC 24 V, 2...10 V, MFT/programmable | 8068.00
G7100D+AFBUP-S-X1 | Globe Valve | Water | Globe Valve (GV), 4", 3-way, ANSI Class 125, Cv 154 ¦Valve Actuator, Spring return, AC 24...240 V / DC 24...125 V, On/Off, 2 x SPDT | 8114.00
G7100D+AFBUP-X1 | Globe Valve | Water | Globe Valve (GV), 4", 3-way, ANSI Class 125, Cv 154 ¦Valve Actuator, Spring return, AC 24...240 V / DC 24...125 V, On/Off | 8001.00
G7100D+AFX24-MFT-S-X1 | Globe Valve | Water | Globe Valve (GV), 4", 3-way, ANSI Class 125, Cv 154 ¦Configurable Valve Actuator, Spring return, AC/DC 24 V, 2...10 V, 2 x SPDT, MFT/programmable | 8306.00
G7100D+AFX24-MFT-X1 | Globe Valve | Water | Globe Valve (GV), 4", 3-way, ANSI Class 125, Cv 154 ¦Configurable Valve Actuator, Spring return, AC/DC 24 V, 2...10 V, MFT/programmable | 8193.00
G7100D+AVKB120-3 | Globe Valve | Water | Globe Valve (GV), 4", 3-way, ANSI Class 125, Cv 154 ¦Valve Actuator, Electronic fail-safe, AC 100...240 V, On/Off, Floating point | 8024.00
G7100D+AVKB24-3 | Globe Valve | Water | Globe Valve (GV), 4", 3-way, ANSI Class 125, Cv 154 ¦Valve Actuator, Electronic fail-safe, AC 24 V, On/Off, Floating point | 7785.00
G7100D+AVKB24-MFT | Globe Valve | Water | Globe Valve (GV), 4", 3-way, ANSI Class 125, Cv 154 ¦Valve Actuator, Electronic fail-safe, AC/DC 24 V, 2...10 V, MFT/programmable | 7955.00
G7100D+AVKX24-MFT | Globe Valve | Water | Globe Valve (GV), 4", 3-way, ANSI Class 125, Cv 154 ¦Valve Actuator, Electronic fail-safe, AC/DC 24 V, 2...10 V, MFT/programmable | 7955.00
G7100D+EVB120-3 | Globe Valve | Water | Globe Valve (GV), 4", 3-way, ANSI Class 125, Cv 154 ¦Valve Actuator, Non fail-safe, AC 100...240 V, On/Off, Floating point | 8311.00
G7100D+EVB24-3 | Globe Valve | Water | Globe Valve (GV), 4", 3-way, ANSI Class 125, Cv 154 ¦Valve Actuator, Non fail-safe, AC/DC 24 V, On/Off, Floating point | 8130.00
G7100D+EVB24-MFT | Globe Valve | Water | Globe Valve (GV), 4", 3-way, ANSI Class 125, Cv 154 ¦Valve Actuator, Non fail-safe, AC/DC 24 V, 2...10 V, MFT/programmable | 8301.00
G7100D+EVB24-SR | Globe Valve | Water | Globe Valve (GV), 4", 3-way, ANSI Class 125, Cv 154 ¦Valve Actuator, Non fail-safe, AC/DC 24 V, 2...10 V, modulating | 8234.00
G7100D+EVX120-3 | Globe Valve | Water | Globe Valve (GV), 4", 3-way, ANSI Class 125, Cv 154 ¦Valve Actuator, Non fail-safe, AC 100...240 V, On/Off, Floating point | 8311.00
G7100D+EVX24-3 | Globe Valve | Water | Globe Valve (GV), 4", 3-way, ANSI Class 125, Cv 154 ¦Valve Actuator, Non fail-safe, AC/DC 24 V, On/Off, Floating point | 8130.00
G7100D+EVX24-MFT | Globe Valve | Water | Globe Valve (GV), 4", 3-way, ANSI Class 125, Cv 154 ¦Valve Actuator, Non fail-safe, AC/DC 24 V, 2...10 V, MFT/programmable | 8301.00
G7100D+EVX24-SR | Globe Valve | Water | Globe Valve (GV), 4", 3-way, ANSI Class 125, Cv 154 ¦Valve Actuator, Non fail-safe, AC/DC 24 V, 2...10 V, modulating | 8234.00
G7100DS+AFBUP-S-X1 | Globe Valve | Water | Globe Valve (GV), 4", 3-way, ANSI Class 125, Cv 154 ¦Valve Actuator, Spring return, AC 24...240 V / DC 24...125 V, On/Off, 2 x SPDT | 11946.00
G7100DS+AFBUP-X1 | Globe Valve | Water | Globe Valve (GV), 4", 3-way, ANSI Class 125, Cv 154 ¦Valve Actuator, Spring return, AC 24...240 V / DC 24...125 V, On/Off | 11833.00
G7100DS+AFX24-MFT95-X1 | Globe Valve | Water | Globe Valve (GV), 4", 3-way, ANSI Class 125, Cv 154 ¦Configurable Valve Actuator, Spring return, AC/DC 24 V, 0...135 Ω, MFT/programmable | 12086.00
G7100DS+AFX24-MFT-S-X1 | Globe Valve | Water | Globe Valve (GV), 4", 3-way, ANSI Class 125, Cv 154 ¦Configurable Valve Actuator, Spring return, AC/DC 24 V, 2...10 V, 2 x SPDT, MFT/programmable | 12167.00
G7100DS+AFX24-MFT-X1 | Globe Valve | Water | Globe Valve (GV), 4", 3-way, ANSI Class 125, Cv 154 ¦Configurable Valve Actuator, Spring return, AC/DC 24 V, 2...10 V, MFT/programmable | 12054.00
G7100DS+AVKB120-3 | Globe Valve | Water | Globe Valve (GV), 4", 3-way, ANSI Class 125, Cv 154 ¦Valve Actuator, Electronic fail-safe, AC 100...240 V, On/Off, Floating point | 11558.00
G7100DS+AVKB24-3 | Globe Valve | Water | Globe Valve (GV), 4", 3-way, ANSI Class 125, Cv 154 ¦Valve Actuator, Electronic fail-safe, AC 24 V, On/Off, Floating point | 11531.00
G7100DS+AVKB24-MFT | Globe Valve | Water | Globe Valve (GV), 4", 3-way, ANSI Class 125, Cv 154 ¦Valve Actuator, Electronic fail-safe, AC/DC 24 V, 2...10 V, MFT/programmable | 11701.00
G7100DS+AVKX24-MFT | Globe Valve | Water | Globe Valve (GV), 4", 3-way, ANSI Class 125, Cv 154 ¦Valve Actuator, Electronic fail-safe, AC/DC 24 V, 2...10 V, MFT/programmable | 11701.00
G7100DS+EVB24-3 | Globe Valve | Water | Globe Valve (GV), 4", 3-way, ANSI Class 125, Cv 154 ¦Valve Actuator, Non fail-safe, AC/DC 24 V, On/Off, Floating point | 11669.00
G7100DS+EVB24-MFT | Globe Valve | Water | Globe Valve (GV), 4", 3-way, ANSI Class 125, Cv 154 ¦Valve Actuator, Non fail-safe, AC/DC 24 V, 2...10 V, MFT/programmable | 11840.00
G7100DS+EVB24-SR | Globe Valve | Water | Globe Valve (GV), 4", 3-way, ANSI Class 125, Cv 154 ¦Valve Actuator, Non fail-safe, AC/DC 24 V, 2...10 V, modulating | 11774.00
G7100DS+EVX24-3 | Globe Valve | Water | Globe Valve (GV), 4", 3-way, ANSI Class 125, Cv 154 ¦Valve Actuator, Non fail-safe, AC/DC 24 V, On/Off, Floating point | 11669.00
G7100DS+EVX24-MFT | Globe Valve | Water | Globe Valve (GV), 4", 3-way, ANSI Class 125, Cv 154 ¦Valve Actuator, Non fail-safe, AC/DC 24 V, 2...10 V, MFT/programmable | 11840.00
G7100DS+EVX24-SR | Globe Valve | Water | Globe Valve (GV), 4", 3-way, ANSI Class 125, Cv 154 ¦Valve Actuator, Non fail-safe, AC/DC 24 V, 2...10 V, modulating | 11774.00
G7100DS-250+AFBUP-S-X1 | Globe Valve | Water | Globe Valve (GV), 4", 3-way, ANSI Class 250, Cv 154 ¦Valve Actuator, Spring return, AC 24...240 V / DC 24...125 V, On/Off, 2 x SPDT | 14119.00
G7100DS-250+AFBUP-X1 | Globe Valve | Water | Globe Valve (GV), 4", 3-way, ANSI Class 250, Cv 154 ¦Valve Actuator, Spring return, AC 24...240 V / DC 24...125 V, On/Off | 14007.00
G7100DS-250+AFX24-MFT95-X1 | Globe Valve | Water | Globe Valve (GV), 4", 3-way, ANSI Class 250, Cv 154 ¦Configurable Valve Actuator, Spring return, AC/DC 24 V, 0...135 Ω, MFT/programmable | 14269.00
G7100DS-250+AFX24-MFT-S-X1 | Globe Valve | Water | Globe Valve (GV), 4", 3-way, ANSI Class 250, Cv 154 ¦Configurable Valve Actuator, Spring return, AC/DC 24 V, 2...10 V, 2 x SPDT, MFT/programmable | 14350.00
G7100DS-250+AFX24-MFT-X1 | Globe Valve | Water | Globe Valve (GV), 4", 3-way, ANSI Class 250, Cv 154 ¦Configurable Valve Actuator, Spring return, AC/DC 24 V, 2...10 V, MFT/programmable | 14236.00
G7100DS-250+AVKB120-3 | Globe Valve | Water | Globe Valve (GV), 4", 3-way, ANSI Class 250, Cv 154 ¦Valve Actuator, Electronic fail-safe, AC 100...240 V, On/Off, Floating point | 13556.00
G7100DS-250+AVKB24-3 | Globe Valve | Water | Globe Valve (GV), 4", 3-way, ANSI Class 250, Cv 154 ¦Valve Actuator, Electronic fail-safe, AC 24 V, On/Off, Floating point | 13650.00
G7100DS-250+AVKB24-MFT | Globe Valve | Water | Globe Valve (GV), 4", 3-way, ANSI Class 250, Cv 154 ¦Valve Actuator, Electronic fail-safe, AC/DC 24 V, 2...10 V, MFT/programmable | 13822.00
G7100DS-250+AVKX24-MFT | Globe Valve | Water | Globe Valve (GV), 4", 3-way, ANSI Class 250, Cv 154 ¦Valve Actuator, Electronic fail-safe, AC/DC 24 V, 2...10 V, MFT/programmable | 13822.00
G7100DS-250+EVB24-3 | Globe Valve | Water | Globe Valve (GV), 4", 3-way, ANSI Class 250, Cv 154 ¦Valve Actuator, Non fail-safe, AC/DC 24 V, On/Off, Floating point | 13629.00
G7100DS-250+EVB24-MFT | Globe Valve | Water | Globe Valve (GV), 4", 3-way, ANSI Class 250, Cv 154 ¦Valve Actuator, Non fail-safe, AC/DC 24 V, 2...10 V, MFT/programmable | 13800.00
G7100DS-250+EVB24-SR | Globe Valve | Water | Globe Valve (GV), 4", 3-way, ANSI Class 250, Cv 154 ¦Valve Actuator, Non fail-safe, AC/DC 24 V, 2...10 V, modulating | 13733.00
G7100DS-250+EVX120-3 | Globe Valve | Water | Globe Valve (GV), 4", 3-way, ANSI Class 250, Cv 154 ¦Valve Actuator, Non fail-safe, AC 100...240 V, On/Off, Floating point | 13194.00
G7100DS-250+EVX24-3 | Globe Valve | Water | Globe Valve (GV), 4", 3-way, ANSI Class 250, Cv 154 ¦Valve Actuator, Non fail-safe, AC/DC 24 V, On/Off, Floating point | 13629.00
G7100DS-250+EVX24-MFT | Globe Valve | Water | Globe Valve (GV), 4", 3-way, ANSI Class 250, Cv 154 ¦Valve Actuator, Non fail-safe, AC/DC 24 V, 2...10 V, MFT/programmable | 13800.00
G7100DS-250+EVX24-SR | Globe Valve | Water | Globe Valve (GV), 4", 3-way, ANSI Class 250, Cv 154 ¦Valve Actuator, Non fail-safe, AC/DC 24 V, 2...10 V, modulating | 13733.00
G7100S+2*AFBUP-S-X1 | Globe Valve | Water | Globe Valve (GV), 4", 3-way, ANSI Class 125, Cv 190 ¦Valve Actuator, Spring return, AC 24...240 V / DC 24...125 V, On/Off, 2 x SPDT | 7242.00
G7100S+2*AFBUP-X1 | Globe Valve | Water | Globe Valve (GV), 4", 3-way, ANSI Class 125, Cv 190 ¦Valve Actuator, Spring return, AC 24...240 V / DC 24...125 V, On/Off | 7128.00
G7100S+2*AFX24-MFT95-X1 | Globe Valve | Water | Globe Valve (GV), 4", 3-way, ANSI Class 125, Cv 190 ¦Valve Actuator, Spring return, AC/DC 24 V, 0...135 Ω, MFT/programmable | 7126.00
G7100S+2*AFX24-MFT-S-X1 | Globe Valve | Water | Globe Valve (GV), 4", 3-way, ANSI Class 125, Cv 190 ¦Valve Actuator, Spring return, AC/DC 24 V, 2...10 V, 2 x SPDT, MFT/programmable | 7212.00
G7100S+2*AFX24-MFT-X1 | Globe Valve | Water | Globe Valve (GV), 4", 3-way, ANSI Class 125, Cv 190 ¦Valve Actuator, Spring return, AC/DC 24 V, 2...10 V, MFT/programmable | 7098.00
G7100S+2*GKX24-MFT-X1 | Globe Valve | Water | Globe Valve (GV), 4", 3-way, ANSI Class 125, Cv 190 ¦Valve Actuator, Electronic fail-safe, AC/DC 24 V, 2...10 V, MFT/programmable | 9530.00
G7100S+EVB24-3 | Globe Valve | Water | Globe Valve (GV), 4", 3-way, ANSI Class 125, Cv 190 ¦Valve Actuator, Non fail-safe, AC/DC 24 V, On/Off, Floating point | 6098.00
G7100S+EVB24-MFT | Globe Valve | Water | Globe Valve (GV), 4", 3-way, ANSI Class 125, Cv 190 ¦Valve Actuator, Non fail-safe, AC/DC 24 V, 2...10 V, MFT/programmable | 6268.00
G7100S+EVB24-SR | Globe Valve | Water | Globe Valve (GV), 4", 3-way, ANSI Class 125, Cv 190 ¦Valve Actuator, Non fail-safe, AC/DC 24 V, 2...10 V, modulating | 6204.00
G7100S+EVX120-3 | Globe Valve | Water | Globe Valve (GV), 4", 3-way, ANSI Class 125, Cv 190 ¦Valve Actuator, Non fail-safe, AC 100...240 V, On/Off, Floating point | 6091.00
G7100S+EVX24-3 | Globe Valve | Water | Globe Valve (GV), 4", 3-way, ANSI Class 125, Cv 190 ¦Valve Actuator, Non fail-safe, AC/DC 24 V, On/Off, Floating point | 6098.00
G7100S+EVX24-MFT | Globe Valve | Water | Globe Valve (GV), 4", 3-way, ANSI Class 125, Cv 190 ¦Valve Actuator, Non fail-safe, AC/DC 24 V, 2...10 V, MFT/programmable | 6268.00
G7100S+EVX24-SR | Globe Valve | Water | Globe Valve (GV), 4", 3-way, ANSI Class 125, Cv 190 ¦Valve Actuator, Non fail-safe, AC/DC 24 V, 2...10 V, modulating | 6204.00
G7100S+RVB24-3 | Globe Valve | Water | Globe Valve (GV), 4", 3-way, ANSI Class 125, Cv 190 ¦Valve Actuator, Non fail-safe, AC/DC 24 V, On/Off, Floating point | 6384.00
G7100S+RVB24-MFT | Globe Valve | Water | Globe Valve (GV), 4", 3-way, ANSI Class 125, Cv 190 ¦Valve Actuator, Non fail-safe, AC/DC 24 V, 2...10 V, MFT/programmable | 7120.00
G7100S+RVX24-3 | Globe Valve | Water | Globe Valve (GV), 4", 3-way, ANSI Class 125, Cv 190 ¦Valve Actuator, Non fail-safe, AC/DC 24 V, On/Off, Floating point | 6384.00
G7100S+RVX24-MFT | Globe Valve | Water | Globe Valve (GV), 4", 3-way, ANSI Class 125, Cv 190 ¦Valve Actuator, Non fail-safe, AC/DC 24 V, 2...10 V, MFT/programmable | 7120.00
G7100S-250+2*AFX24-MFT95-X1 | Globe Valve | Water | Globe Valve (GV), 4", 3-way, ANSI Class 250, Cv 190 ¦Valve Actuator, Spring return, AC/DC 24 V, 0...135 Ω, MFT/programmable | 7684.00
G7100S-250+2*AFX24-MFT-S-X1 | Globe Valve | Water | Globe Valve (GV), 4", 3-way, ANSI Class 250, Cv 190 ¦Valve Actuator, Spring return, AC/DC 24 V, 2...10 V, 2 x SPDT, MFT/programmable | 7212.00
G7100S-250+2*AFX24-MFT-X1 | Globe Valve | Water | Globe Valve (GV), 4", 3-way, ANSI Class 250, Cv 190 ¦Valve Actuator, Spring return, AC/DC 24 V, 2...10 V, MFT/programmable | 7098.00
G7100S-250+2*GKX24-MFT-X1 | Globe Valve | Water | Globe Valve (GV), 4", 3-way, ANSI Class 250, Cv 190 ¦Valve Actuator, Electronic fail-safe, AC/DC 24 V, 2...10 V, MFT/programmable | 11204.00
G7100S-250+EVB24-3 | Globe Valve | Water | Globe Valve (GV), 4", 3-way, ANSI Class 250, Cv 190 ¦Valve Actuator, Non fail-safe, AC/DC 24 V, On/Off, Floating point | 8429.00
G7100S-250+EVB24-MFT | Globe Valve | Water | Globe Valve (GV), 4", 3-way, ANSI Class 250, Cv 190 ¦Valve Actuator, Non fail-safe, AC/DC 24 V, 2...10 V, MFT/programmable | 8600.00
G7100S-250+EVB24-SR | Globe Valve | Water | Globe Valve (GV), 4", 3-way, ANSI Class 250, Cv 190 ¦Valve Actuator, Non fail-safe, AC/DC 24 V, 2...10 V, modulating | 8533.00
G7100S-250+EVX120-3 | Globe Valve | Water | Globe Valve (GV), 4", 3-way, ANSI Class 250, Cv 190 ¦Valve Actuator, Non fail-safe, AC 100...240 V, On/Off, Floating point | 8289.00
G7100S-250+EVX24-3 | Globe Valve | Water | Globe Valve (GV), 4", 3-way, ANSI Class 250, Cv 190 ¦Valve Actuator, Non fail-safe, AC/DC 24 V, On/Off, Floating point | 8429.00
G7100S-250+EVX24-MFT | Globe Valve | Water | Globe Valve (GV), 4", 3-way, ANSI Class 250, Cv 190 ¦Valve Actuator, Non fail-safe, AC/DC 24 V, 2...10 V, MFT/programmable | 8600.00
G7100S-250+EVX24-SR | Globe Valve | Water | Globe Valve (GV), 4", 3-way, ANSI Class 250, Cv 190 ¦Valve Actuator, Non fail-safe, AC/DC 24 V, 2...10 V, modulating | 8533.00
G7100S-250+RVB24-3 | Globe Valve | Water | Globe Valve (GV), 4", 3-way, ANSI Class 250, Cv 190 ¦Valve Actuator, Non fail-safe, AC/DC 24 V, On/Off, Floating point | 9124.00
G7100S-250+RVB24-MFT | Globe Valve | Water | Globe Valve (GV), 4", 3-way, ANSI Class 250, Cv 190 ¦Valve Actuator, Non fail-safe, AC/DC 24 V, 2...10 V, MFT/programmable | 9294.00
G7100S-250+RVX24-3 | Globe Valve | Water | Globe Valve (GV), 4", 3-way, ANSI Class 250, Cv 190 ¦Valve Actuator, Non fail-safe, AC/DC 24 V, On/Off, Floating point | 9124.00
G7100S-250+RVX24-MFT | Globe Valve | Water | Globe Valve (GV), 4", 3-way, ANSI Class 250, Cv 190 ¦Valve Actuator, Non fail-safe, AC/DC 24 V, 2...10 V, MFT/programmable | 9294.00
G7125+2*GKX24-MFT-X1 | Globe Valve | Water | Globe Valve (GV), 5", 3-way, ANSI Class 125, Cv 280 ¦Valve Actuator, Electronic fail-safe, AC/DC 24 V, 2...10 V, MFT/programmable | 10086.00
G7125+RVB24-3 | Globe Valve | Water | Globe Valve (GV), 5", 3-way, ANSI Class 125, Cv 280 ¦Valve Actuator, Non fail-safe, AC/DC 24 V, On/Off, Floating point | 7504.00
G7125+RVB24-MFT | Globe Valve | Water | Globe Valve (GV), 5", 3-way, ANSI Class 125, Cv 280 ¦Valve Actuator, Non fail-safe, AC/DC 24 V, 2...10 V, MFT/programmable | 7677.00
G7125+RVX24-3 | Globe Valve | Water | Globe Valve (GV), 5", 3-way, ANSI Class 125, Cv 280 ¦Valve Actuator, Non fail-safe, AC/DC 24 V, On/Off, Floating point | 7504.00
G7125+RVX24-MFT | Globe Valve | Water | Globe Valve (GV), 5", 3-way, ANSI Class 125, Cv 280 ¦Valve Actuator, Non fail-safe, AC/DC 24 V, 2...10 V, MFT/programmable | 7677.00
G7125-250+2*GKX24-MFT-X1 | Globe Valve | Water | Globe Valve (GV), 5", 3-way, ANSI Class 250, Cv 280 ¦Valve Actuator, Electronic fail-safe, AC/DC 24 V, 2...10 V, MFT/programmable | 14291.00
G7125-250+RVB24-3 | Globe Valve | Water | Globe Valve (GV), 5", 3-way, ANSI Class 250, Cv 280 ¦Valve Actuator, Non fail-safe, AC/DC 24 V, On/Off, Floating point | 11688.00
G7125-250+RVB24-MFT | Globe Valve | Water | Globe Valve (GV), 5", 3-way, ANSI Class 250, Cv 280 ¦Valve Actuator, Non fail-safe, AC/DC 24 V, 2...10 V, MFT/programmable | 11859.00
G7125-250+RVX24-3 | Globe Valve | Water | Globe Valve (GV), 5", 3-way, ANSI Class 250, Cv 280 ¦Valve Actuator, Non fail-safe, AC/DC 24 V, On/Off, Floating point | 11688.00
G7125-250+RVX24-MFT | Globe Valve | Water | Globe Valve (GV), 5", 3-way, ANSI Class 250, Cv 280 ¦Valve Actuator, Non fail-safe, AC/DC 24 V, 2...10 V, MFT/programmable | 11859.00
G7125D+2*AFBUP-S-X1 | Globe Valve | Water | Globe Valve (GV), 5", 3-way, ANSI Class 125, Cv 195 ¦Valve Actuator, Spring return, AC 24...240 V / DC 24...125 V, On/Off, 2 x SPDT | 11236.00
G7125D+2*AFBUP-X1 | Globe Valve | Water | Globe Valve (GV), 5", 3-way, ANSI Class 125, Cv 195 ¦Valve Actuator, Spring return, AC 24...240 V / DC 24...125 V, On/Off | 11122.00
G7125D+2*AFX24-MFT95-X1 | Globe Valve | Water | Globe Valve (GV), 5", 3-way, ANSI Class 125, Cv 195 ¦Valve Actuator, Spring return, AC/DC 24 V, 0...135 Ω, MFT/programmable | 11522.00
G7125D+2*AFX24-MFT-S-X1 | Globe Valve | Water | Globe Valve (GV), 5", 3-way, ANSI Class 125, Cv 195 ¦Valve Actuator, Spring return, AC/DC 24 V, 2...10 V, 2 x SPDT, MFT/programmable | 11601.00
G7125D+2*AFX24-MFT-X1 | Globe Valve | Water | Globe Valve (GV), 5", 3-way, ANSI Class 125, Cv 195 ¦Valve Actuator, Spring return, AC/DC 24 V, 2...10 V, MFT/programmable | 11486.00
G7125D+AVKB120-3 | Globe Valve | Water | Globe Valve (GV), 5", 3-way, ANSI Class 125, Cv 195 ¦Valve Actuator, Electronic fail-safe, AC 100...240 V, On/Off, Floating point | 11040.00
G7125D+AVKB24-3 | Globe Valve | Water | Globe Valve (GV), 5", 3-way, ANSI Class 125, Cv 195 ¦Valve Actuator, Electronic fail-safe, AC 24 V, On/Off, Floating point | 10982.00
G7125D+AVKB24-MFT | Globe Valve | Water | Globe Valve (GV), 5", 3-way, ANSI Class 125, Cv 195 ¦Valve Actuator, Electronic fail-safe, AC/DC 24 V, 2...10 V, MFT/programmable | 11153.00
G7125D+AVKX24-MFT | Globe Valve | Water | Globe Valve (GV), 5", 3-way, ANSI Class 125, Cv 195 ¦Valve Actuator, Electronic fail-safe, AC/DC 24 V, 2...10 V, MFT/programmable | 11153.00
G7125D+EVB24-3 | Globe Valve | Water | Globe Valve (GV), 5", 3-way, ANSI Class 125, Cv 195 ¦Valve Actuator, Non fail-safe, AC/DC 24 V, On/Off, Floating point | 10871.00
G7125D+EVB24-MFT | Globe Valve | Water | Globe Valve (GV), 5", 3-way, ANSI Class 125, Cv 195 ¦Valve Actuator, Non fail-safe, AC/DC 24 V, 2...10 V, MFT/programmable | 10910.00
G7125D+EVB24-SR | Globe Valve | Water | Globe Valve (GV), 5", 3-way, ANSI Class 125, Cv 195 ¦Valve Actuator, Non fail-safe, AC/DC 24 V, 2...10 V, modulating | 10977.00
G7125D+EVX24-3 | Globe Valve | Water | Globe Valve (GV), 5", 3-way, ANSI Class 125, Cv 195 ¦Valve Actuator, Non fail-safe, AC/DC 24 V, On/Off, Floating point | 10871.00
G7125D+EVX24-MFT | Globe Valve | Water | Globe Valve (GV), 5", 3-way, ANSI Class 125, Cv 195 ¦Valve Actuator, Non fail-safe, AC/DC 24 V, 2...10 V, MFT/programmable | 10910.00
G7125D+EVX24-SR | Globe Valve | Water | Globe Valve (GV), 5", 3-way, ANSI Class 125, Cv 195 ¦Valve Actuator, Non fail-safe, AC/DC 24 V, 2...10 V, modulating | 10977.00
G7125DS+2*AFBUP-S-X1 | Globe Valve | Water | Globe Valve (GV), 5", 3-way, ANSI Class 125, Cv 195 ¦Valve Actuator, Spring return, AC 24...240 V / DC 24...125 V, On/Off, 2 x SPDT | 17464.00
G7125DS+2*AFBUP-X1 | Globe Valve | Water | Globe Valve (GV), 5", 3-way, ANSI Class 125, Cv 195 ¦Valve Actuator, Spring return, AC 24...240 V / DC 24...125 V, On/Off | 17350.00
G7125DS+2*AFX24-MFT-S-X1 | Globe Valve | Water | Globe Valve (GV), 5", 3-way, ANSI Class 125, Cv 195 ¦Valve Actuator, Spring return, AC/DC 24 V, 2...10 V, 2 x SPDT, MFT/programmable | 17894.00
G7125DS+2*AFX24-MFT-X1 | Globe Valve | Water | Globe Valve (GV), 5", 3-way, ANSI Class 125, Cv 195 ¦Valve Actuator, Spring return, AC/DC 24 V, 2...10 V, MFT/programmable | 17780.00
G7125DS+AVKB120-3 | Globe Valve | Water | Globe Valve (GV), 5", 3-way, ANSI Class 125, Cv 195 ¦Valve Actuator, Electronic fail-safe, AC 100...240 V, On/Off, Floating point | 16804.00
G7125DS+AVKB24-3 | Globe Valve | Water | Globe Valve (GV), 5", 3-way, ANSI Class 125, Cv 195 ¦Valve Actuator, Electronic fail-safe, AC 24 V, On/Off, Floating point | 17093.00
G7125DS+AVKB24-MFT | Globe Valve | Water | Globe Valve (GV), 5", 3-way, ANSI Class 125, Cv 195 ¦Valve Actuator, Electronic fail-safe, AC/DC 24 V, 2...10 V, MFT/programmable | 17264.00
G7125DS+AVKX24-MFT | Globe Valve | Water | Globe Valve (GV), 5", 3-way, ANSI Class 125, Cv 195 ¦Valve Actuator, Electronic fail-safe, AC/DC 24 V, 2...10 V, MFT/programmable | 17264.00
G7125DS+EVB24-3 | Globe Valve | Water | Globe Valve (GV), 5", 3-way, ANSI Class 125, Cv 195 ¦Valve Actuator, Non fail-safe, AC/DC 24 V, On/Off, Floating point | 16855.00
G7125DS+EVB24-MFT | Globe Valve | Water | Globe Valve (GV), 5", 3-way, ANSI Class 125, Cv 195 ¦Valve Actuator, Non fail-safe, AC/DC 24 V, 2...10 V, MFT/programmable | 17026.00
G7125DS+EVB24-SR | Globe Valve | Water | Globe Valve (GV), 5", 3-way, ANSI Class 125, Cv 195 ¦Valve Actuator, Non fail-safe, AC/DC 24 V, 2...10 V, modulating | 16961.00
G7125DS+EVX24-3 | Globe Valve | Water | Globe Valve (GV), 5", 3-way, ANSI Class 125, Cv 195 ¦Valve Actuator, Non fail-safe, AC/DC 24 V, On/Off, Floating point | 16855.00
G7125DS+EVX24-MFT | Globe Valve | Water | Globe Valve (GV), 5", 3-way, ANSI Class 125, Cv 195 ¦Valve Actuator, Non fail-safe, AC/DC 24 V, 2...10 V, MFT/programmable | 17026.00
G7125DS+EVX24-SR | Globe Valve | Water | Globe Valve (GV), 5", 3-way, ANSI Class 125, Cv 195 ¦Valve Actuator, Non fail-safe, AC/DC 24 V, 2...10 V, modulating | 16961.00
G7125DS-250+2*AFBUP-S-X1 | Globe Valve | Water | Globe Valve (GV), 5", 3-way, ANSI Class 250, Cv 195 ¦Valve Actuator, Spring return, AC 24...240 V / DC 24...125 V, On/Off, 2 x SPDT | 19333.00
G7125DS-250+2*AFBUP-X1 | Globe Valve | Water | Globe Valve (GV), 5", 3-way, ANSI Class 250, Cv 195 ¦Valve Actuator, Spring return, AC 24...240 V / DC 24...125 V, On/Off | 19219.00
G7125DS-250+2*AFX24-MFT-S-X1 | Globe Valve | Water | Globe Valve (GV), 5", 3-way, ANSI Class 250, Cv 195 ¦Valve Actuator, Spring return, AC/DC 24 V, 2...10 V, 2 x SPDT, MFT/programmable | 19767.00
G7125DS-250+2*AFX24-MFT-X1 | Globe Valve | Water | Globe Valve (GV), 5", 3-way, ANSI Class 250, Cv 195 ¦Valve Actuator, Spring return, AC/DC 24 V, 2...10 V, MFT/programmable | 19654.00
G7125DS-250+AVKB120-3 | Globe Valve | Water | Globe Valve (GV), 5", 3-way, ANSI Class 250, Cv 195 ¦Valve Actuator, Electronic fail-safe, AC 100...240 V, On/Off, Floating point | 18517.00
G7125DS-250+AVKB24-3 | Globe Valve | Water | Globe Valve (GV), 5", 3-way, ANSI Class 250, Cv 195 ¦Valve Actuator, Electronic fail-safe, AC 24 V, On/Off, Floating point | 18909.00
G7125DS-250+AVKB24-MFT | Globe Valve | Water | Globe Valve (GV), 5", 3-way, ANSI Class 250, Cv 195 ¦Valve Actuator, Electronic fail-safe, AC/DC 24 V, 2...10 V, MFT/programmable | 19081.00
G7125DS-250+AVKX24-MFT | Globe Valve | Water | Globe Valve (GV), 5", 3-way, ANSI Class 250, Cv 195 ¦Valve Actuator, Electronic fail-safe, AC/DC 24 V, 2...10 V, MFT/programmable | 19081.00
G7125DS-250+EVB24-3 | Globe Valve | Water | Globe Valve (GV), 5", 3-way, ANSI Class 250, Cv 195 ¦Valve Actuator, Non fail-safe, AC/DC 24 V, On/Off, Floating point | 19640.00
G7125DS-250+EVB24-MFT | Globe Valve | Water | Globe Valve (GV), 5", 3-way, ANSI Class 250, Cv 195 ¦Valve Actuator, Non fail-safe, AC/DC 24 V, 2...10 V, MFT/programmable | 19811.00
G7125DS-250+EVB24-SR | Globe Valve | Water | Globe Valve (GV), 5", 3-way, ANSI Class 250, Cv 195 ¦Valve Actuator, Non fail-safe, AC/DC 24 V, 2...10 V, modulating | 19747.00
G7125DS-250+EVX120-3 | Globe Valve | Water | Globe Valve (GV), 5", 3-way, ANSI Class 250, Cv 195 ¦Valve Actuator, Non fail-safe, AC 100...240 V, On/Off, Floating point | 18863.00
G7125DS-250+EVX24-3 | Globe Valve | Water | Globe Valve (GV), 5", 3-way, ANSI Class 250, Cv 195 ¦Valve Actuator, Non fail-safe, AC/DC 24 V, On/Off, Floating point | 19640.00
G7125DS-250+EVX24-MFT | Globe Valve | Water | Globe Valve (GV), 5", 3-way, ANSI Class 250, Cv 195 ¦Valve Actuator, Non fail-safe, AC/DC 24 V, 2...10 V, MFT/programmable | 19811.00
G7125DS-250+EVX24-SR | Globe Valve | Water | Globe Valve (GV), 5", 3-way, ANSI Class 250, Cv 195 ¦Valve Actuator, Non fail-safe, AC/DC 24 V, 2...10 V, modulating | 19747.00
G7125S+2*GKX24-MFT-X1 | Globe Valve | Water | Globe Valve (GV), 5", 3-way, ANSI Class 125, Cv 280 ¦Valve Actuator, Electronic fail-safe, AC/DC 24 V, 2...10 V, MFT/programmable | 12753.00
G7125S+RVB24-3 | Globe Valve | Water | Globe Valve (GV), 5", 3-way, ANSI Class 125, Cv 280 ¦Valve Actuator, Non fail-safe, AC/DC 24 V, On/Off, Floating point | 9569.00
G7125S+RVB24-MFT | Globe Valve | Water | Globe Valve (GV), 5", 3-way, ANSI Class 125, Cv 280 ¦Valve Actuator, Non fail-safe, AC/DC 24 V, 2...10 V, MFT/programmable | 10328.00
G7125S+RVX24-3 | Globe Valve | Water | Globe Valve (GV), 5", 3-way, ANSI Class 125, Cv 280 ¦Valve Actuator, Non fail-safe, AC/DC 24 V, On/Off, Floating point | 9569.00
G7125S+RVX24-MFT | Globe Valve | Water | Globe Valve (GV), 5", 3-way, ANSI Class 125, Cv 280 ¦Valve Actuator, Non fail-safe, AC/DC 24 V, 2...10 V, MFT/programmable | 10328.00
G7125S-250+RVB24-MFT | Globe Valve | Water | Globe Valve (GV), 5", 3-way, ANSI Class 250, Cv 280 ¦Valve Actuator, Non fail-safe, AC/DC 24 V, 2...10 V, MFT/programmable | 13412.00
G7125S-250+RVX24-3 | Globe Valve | Water | Globe Valve (GV), 5", 3-way, ANSI Class 250, Cv 280 ¦Valve Actuator, Non fail-safe, AC/DC 24 V, On/Off, Floating point | 13240.00
G7125S-250+RVX24-MFT | Globe Valve | Water | Globe Valve (GV), 5", 3-way, ANSI Class 250, Cv 280 ¦Valve Actuator, Non fail-safe, AC/DC 24 V, 2...10 V, MFT/programmable | 13412.00
G7150+2*GKX24-MFT-X1 | Globe Valve | Water | Globe Valve (GV), 6", 3-way, ANSI Class 125, Cv 340 ¦Valve Actuator, Electronic fail-safe, AC/DC 24 V, 2...10 V, MFT/programmable | 10953.00
G7150+RVB24-3 | Globe Valve | Water | Globe Valve (GV), 6", 3-way, ANSI Class 125, Cv 340 ¦Valve Actuator, Non fail-safe, AC/DC 24 V, On/Off, Floating point | 8366.00
G7150+RVB24-MFT | Globe Valve | Water | Globe Valve (GV), 6", 3-way, ANSI Class 125, Cv 340 ¦Valve Actuator, Non fail-safe, AC/DC 24 V, 2...10 V, MFT/programmable | 8536.00
G7150+RVX24-3 | Globe Valve | Water | Globe Valve (GV), 6", 3-way, ANSI Class 125, Cv 340 ¦Valve Actuator, Non fail-safe, AC/DC 24 V, On/Off, Floating point | 8366.00
G7150+RVX24-MFT | Globe Valve | Water | Globe Valve (GV), 6", 3-way, ANSI Class 125, Cv 340 ¦Valve Actuator, Non fail-safe, AC/DC 24 V, 2...10 V, MFT/programmable | 8536.00
G7150-250+2*GKX24-MFT-X1 | Globe Valve | Water | Globe Valve (GV), 6", 3-way, ANSI Class 250, Cv 340 ¦Valve Actuator, Electronic fail-safe, AC/DC 24 V, 2...10 V, MFT/programmable | 16103.00
G7150-250+RVB24-3 | Globe Valve | Water | Globe Valve (GV), 6", 3-way, ANSI Class 250, Cv 340 ¦Valve Actuator, Non fail-safe, AC/DC 24 V, On/Off, Floating point | 13491.00
G7150-250+RVB24-MFT | Globe Valve | Water | Globe Valve (GV), 6", 3-way, ANSI Class 250, Cv 340 ¦Valve Actuator, Non fail-safe, AC/DC 24 V, 2...10 V, MFT/programmable | 13659.00
G7150-250+RVX24-3 | Globe Valve | Water | Globe Valve (GV), 6", 3-way, ANSI Class 250, Cv 340 ¦Valve Actuator, Non fail-safe, AC/DC 24 V, On/Off, Floating point | 13491.00
G7150-250+RVX24-MFT | Globe Valve | Water | Globe Valve (GV), 6", 3-way, ANSI Class 250, Cv 340 ¦Valve Actuator, Non fail-safe, AC/DC 24 V, 2...10 V, MFT/programmable | 13659.00
G7150D+2*AFBUP-S-X1 | Globe Valve | Water | Globe Valve (GV), 6", 3-way, ANSI Class 125, Cv 248 ¦Valve Actuator, Spring return, AC 24...240 V / DC 24...125 V, On/Off, 2 x SPDT | 14437.00
G7150D+2*AFBUP-X1 | Globe Valve | Water | Globe Valve (GV), 6", 3-way, ANSI Class 125, Cv 248 ¦Valve Actuator, Spring return, AC 24...240 V / DC 24...125 V, On/Off | 14323.00
G7150D+2*AFX24-MFT95-X1 | Globe Valve | Water | Globe Valve (GV), 6", 3-way, ANSI Class 125, Cv 248 ¦Valve Actuator, Spring return, AC/DC 24 V, 0...135 Ω, MFT/programmable | 14778.00
G7150D+2*AFX24-MFT-S-X1 | Globe Valve | Water | Globe Valve (GV), 6", 3-way, ANSI Class 125, Cv 248 ¦Valve Actuator, Spring return, AC/DC 24 V, 2...10 V, 2 x SPDT, MFT/programmable | 14862.00
G7150D+2*AFX24-MFT-X1 | Globe Valve | Water | Globe Valve (GV), 6", 3-way, ANSI Class 125, Cv 248 ¦Valve Actuator, Spring return, AC/DC 24 V, 2...10 V, MFT/programmable | 14747.00
G7150D+EVB24-3 | Globe Valve | Water | Globe Valve (GV), 6", 3-way, ANSI Class 125, Cv 248 ¦Valve Actuator, Non fail-safe, AC/DC 24 V, On/Off, Floating point | 13671.00
G7150D+EVB24-MFT | Globe Valve | Water | Globe Valve (GV), 6", 3-way, ANSI Class 125, Cv 248 ¦Valve Actuator, Non fail-safe, AC/DC 24 V, 2...10 V, MFT/programmable | 13840.00
G7150D+EVB24-SR | Globe Valve | Water | Globe Valve (GV), 6", 3-way, ANSI Class 125, Cv 248 ¦Valve Actuator, Non fail-safe, AC/DC 24 V, 2...10 V, modulating | 13775.00
G7150D+EVX120-3 | Globe Valve | Water | Globe Valve (GV), 6", 3-way, ANSI Class 125, Cv 248 ¦Valve Actuator, Non fail-safe, AC 100...240 V, On/Off, Floating point | 13135.00
G7150D+EVX24-3 | Globe Valve | Water | Globe Valve (GV), 6", 3-way, ANSI Class 125, Cv 248 ¦Valve Actuator, Non fail-safe, AC/DC 24 V, On/Off, Floating point | 13671.00
G7150D+EVX24-MFT | Globe Valve | Water | Globe Valve (GV), 6", 3-way, ANSI Class 125, Cv 248 ¦Valve Actuator, Non fail-safe, AC/DC 24 V, 2...10 V, MFT/programmable | 13840.00
G7150D+EVX24-SR | Globe Valve | Water | Globe Valve (GV), 6", 3-way, ANSI Class 125, Cv 248 ¦Valve Actuator, Non fail-safe, AC/DC 24 V, 2...10 V, modulating | 13775.00
G7150DS+2*AFBUP-S-X1 | Globe Valve | Water | Globe Valve (GV), 6", 3-way, ANSI Class 125, Cv 248 ¦Valve Actuator, Spring return, AC 24...240 V / DC 24...125 V, On/Off, 2 x SPDT | 20247.00
G7150DS+2*AFBUP-X1 | Globe Valve | Water | Globe Valve (GV), 6", 3-way, ANSI Class 125, Cv 248 ¦Valve Actuator, Spring return, AC 24...240 V / DC 24...125 V, On/Off | 20133.00
G7150DS+2*AFX24-MFT-S-X1 | Globe Valve | Water | Globe Valve (GV), 6", 3-way, ANSI Class 125, Cv 248 ¦Valve Actuator, Spring return, AC/DC 24 V, 2...10 V, 2 x SPDT, MFT/programmable | 20681.00
G7150DS+2*AFX24-MFT-X1 | Globe Valve | Water | Globe Valve (GV), 6", 3-way, ANSI Class 125, Cv 248 ¦Valve Actuator, Spring return, AC/DC 24 V, 2...10 V, MFT/programmable | 20566.00
G7150DS+EVB24-3 | Globe Valve | Water | Globe Valve (GV), 6", 3-way, ANSI Class 125, Cv 248 ¦Valve Actuator, Non fail-safe, AC/DC 24 V, On/Off, Floating point | 19319.00
G7150DS+EVB24-MFT | Globe Valve | Water | Globe Valve (GV), 6", 3-way, ANSI Class 125, Cv 248 ¦Valve Actuator, Non fail-safe, AC/DC 24 V, 2...10 V, MFT/programmable | 19492.00
G7150DS+EVB24-SR | Globe Valve | Water | Globe Valve (GV), 6", 3-way, ANSI Class 125, Cv 248 ¦Valve Actuator, Non fail-safe, AC/DC 24 V, 2...10 V, modulating | 19425.00
G7150DS+EVX24-3 | Globe Valve | Water | Globe Valve (GV), 6", 3-way, ANSI Class 125, Cv 248 ¦Valve Actuator, Non fail-safe, AC/DC 24 V, On/Off, Floating point | 19319.00
G7150DS+EVX24-MFT | Globe Valve | Water | Globe Valve (GV), 6", 3-way, ANSI Class 125, Cv 248 ¦Valve Actuator, Non fail-safe, AC/DC 24 V, 2...10 V, MFT/programmable | 19492.00
G7150DS+EVX24-SR | Globe Valve | Water | Globe Valve (GV), 6", 3-way, ANSI Class 125, Cv 248 ¦Valve Actuator, Non fail-safe, AC/DC 24 V, 2...10 V, modulating | 19425.00
G7150DS-250+2*AFBUP-S-X1 | Globe Valve | Water | Globe Valve (GV), 6", 3-way, ANSI Class 250, Cv 248 ¦Valve Actuator, Spring return, AC 24...240 V / DC 24...125 V, On/Off, 2 x SPDT | 24999.00
G7150DS-250+2*AFBUP-X1 | Globe Valve | Water | Globe Valve (GV), 6", 3-way, ANSI Class 250, Cv 248 ¦Valve Actuator, Spring return, AC 24...240 V / DC 24...125 V, On/Off | 24885.00
G7150DS-250+2*AFX24-MFT-S-X1 | Globe Valve | Water | Globe Valve (GV), 6", 3-way, ANSI Class 250, Cv 248 ¦Valve Actuator, Spring return, AC/DC 24 V, 2...10 V, 2 x SPDT, MFT/programmable | 25433.00
G7150DS-250+2*AFX24-MFT-X1 | Globe Valve | Water | Globe Valve (GV), 6", 3-way, ANSI Class 250, Cv 248 ¦Valve Actuator, Spring return, AC/DC 24 V, 2...10 V, MFT/programmable | 25319.00
G7150DS-250+EVB24-3 | Globe Valve | Water | Globe Valve (GV), 6", 3-way, ANSI Class 250, Cv 248 ¦Valve Actuator, Non fail-safe, AC/DC 24 V, On/Off, Floating point | 24049.00
G7150DS-250+EVB24-MFT | Globe Valve | Water | Globe Valve (GV), 6", 3-way, ANSI Class 250, Cv 248 ¦Valve Actuator, Non fail-safe, AC/DC 24 V, 2...10 V, MFT/programmable | 24219.00
G7150DS-250+EVB24-SR | Globe Valve | Water | Globe Valve (GV), 6", 3-way, ANSI Class 250, Cv 248 ¦Valve Actuator, Non fail-safe, AC/DC 24 V, 2...10 V, modulating | 24153.00
G7150DS-250+EVX120-3 | Globe Valve | Water | Globe Valve (GV), 6", 3-way, ANSI Class 250, Cv 248 ¦Valve Actuator, Non fail-safe, AC 100...240 V, On/Off, Floating point | 23022.00
G7150DS-250+EVX24-3 | Globe Valve | Water | Globe Valve (GV), 6", 3-way, ANSI Class 250, Cv 248 ¦Valve Actuator, Non fail-safe, AC/DC 24 V, On/Off, Floating point | 24049.00
G7150DS-250+EVX24-MFT | Globe Valve | Water | Globe Valve (GV), 6", 3-way, ANSI Class 250, Cv 248 ¦Valve Actuator, Non fail-safe, AC/DC 24 V, 2...10 V, MFT/programmable | 24219.00
G7150DS-250+EVX24-SR | Globe Valve | Water | Globe Valve (GV), 6", 3-way, ANSI Class 250, Cv 248 ¦Valve Actuator, Non fail-safe, AC/DC 24 V, 2...10 V, modulating | 24153.00
G7150S+2*GKX24-MFT-X1 | Globe Valve | Water | Globe Valve (GV), 6", 3-way, ANSI Class 125, Cv 340 ¦Valve Actuator, Electronic fail-safe, AC/DC 24 V, 2...10 V, MFT/programmable | 14903.00
G7150S+RVB24-3 | Globe Valve | Water | Globe Valve (GV), 6", 3-way, ANSI Class 125, Cv 340 ¦Valve Actuator, Non fail-safe, AC/DC 24 V, On/Off, Floating point | 11783.00
G7150S+RVB24-MFT | Globe Valve | Water | Globe Valve (GV), 6", 3-way, ANSI Class 125, Cv 340 ¦Valve Actuator, Non fail-safe, AC/DC 24 V, 2...10 V, MFT/programmable | 12469.00
G7150S+RVX24-3 | Globe Valve | Water | Globe Valve (GV), 6", 3-way, ANSI Class 125, Cv 340 ¦Valve Actuator, Non fail-safe, AC/DC 24 V, On/Off, Floating point | 11783.00
G7150S+RVX24-MFT | Globe Valve | Water | Globe Valve (GV), 6", 3-way, ANSI Class 125, Cv 340 ¦Valve Actuator, Non fail-safe, AC/DC 24 V, 2...10 V, MFT/programmable | 12469.00
G7150S-250+RVB24-MFT | Globe Valve | Water | Globe Valve (GV), 6", 3-way, ANSI Class 250, Cv 340 ¦Valve Actuator, Non fail-safe, AC/DC 24 V, 2...10 V, MFT/programmable | 13926.00
G7150S-250+RVX24-3 | Globe Valve | Water | Globe Valve (GV), 6", 3-way, ANSI Class 250, Cv 340 ¦Valve Actuator, Non fail-safe, AC/DC 24 V, On/Off, Floating point | 13756.00
G7150S-250+RVX24-MFT | Globe Valve | Water | Globe Valve (GV), 6", 3-way, ANSI Class 250, Cv 340 ¦Valve Actuator, Non fail-safe, AC/DC 24 V, 2...10 V, MFT/programmable | 13926.00
G765+2*AFBUP-S-X1 | Globe Valve | Water | Globe Valve (GV), 2 1/2", 3-way, ANSI Class 125, Cv 68 ¦Valve Actuator, Spring return, AC 24...240 V / DC 24...125 V, On/Off, 2 x SPDT | 4063.00
G765+2*AFBUP-X1 | Globe Valve | Water | Globe Valve (GV), 2 1/2", 3-way, ANSI Class 125, Cv 68 ¦Valve Actuator, Spring return, AC 24...240 V / DC 24...125 V, On/Off | 3950.00
G765+2*AFX24-MFT95-X1 | Globe Valve | Water | Globe Valve (GV), 2 1/2", 3-way, ANSI Class 125, Cv 68 ¦Valve Actuator, Spring return, AC/DC 24 V, 0...135 Ω, MFT/programmable | 4280.00
G765+2*AFX24-MFT-S-X1 | Globe Valve | Water | Globe Valve (GV), 2 1/2", 3-way, ANSI Class 125, Cv 68 ¦Valve Actuator, Spring return, AC/DC 24 V, 2...10 V, 2 x SPDT, MFT/programmable | 4364.00
G765+2*AFX24-MFT-X1 | Globe Valve | Water | Globe Valve (GV), 2 1/2", 3-way, ANSI Class 125, Cv 68 ¦Valve Actuator, Spring return, AC/DC 24 V, 2...10 V, MFT/programmable | 4250.00
G765+2*GKX24-MFT-X1 | Globe Valve | Water | Globe Valve (GV), 2 1/2", 3-way, ANSI Class 125, Cv 68 ¦Valve Actuator, Electronic fail-safe, AC/DC 24 V, 2...10 V, MFT/programmable | 6685.00
G765+AFBUP-S-X1 | Globe Valve | Water | Globe Valve (GV), 2 1/2", 3-way, ANSI Class 125, Cv 68 ¦Valve Actuator, Spring return, AC 24...240 V / DC 24...125 V, On/Off, 2 x SPDT | 3188.00
G765+AFBUP-X1 | Globe Valve | Water | Globe Valve (GV), 2 1/2", 3-way, ANSI Class 125, Cv 68 ¦Valve Actuator, Spring return, AC 24...240 V / DC 24...125 V, On/Off | 3074.00
G765+AFX24-MFT95-X1 | Globe Valve | Water | Globe Valve (GV), 2 1/2", 3-way, ANSI Class 125, Cv 68 ¦Configurable Valve Actuator, Spring return, AC/DC 24 V, 0...135 Ω, MFT/programmable | 3264.00
G765+AFX24-MFT-S-X1 | Globe Valve | Water | Globe Valve (GV), 2 1/2", 3-way, ANSI Class 125, Cv 68 ¦Configurable Valve Actuator, Spring return, AC/DC 24 V, 2...10 V, 2 x SPDT, MFT/programmable | 3347.00
G765+AFX24-MFT-X1 | Globe Valve | Water | Globe Valve (GV), 2 1/2", 3-way, ANSI Class 125, Cv 68 ¦Configurable Valve Actuator, Spring return, AC/DC 24 V, 2...10 V, MFT/programmable | 3234.00
G765+AVKB120-3 | Globe Valve | Water | Globe Valve (GV), 2 1/2", 3-way, ANSI Class 125, Cv 68 ¦Valve Actuator, Electronic fail-safe, AC 100...240 V, On/Off, Floating point | 3778.00
G765+AVKB24-3 | Globe Valve | Water | Globe Valve (GV), 2 1/2", 3-way, ANSI Class 125, Cv 68 ¦Valve Actuator, Electronic fail-safe, AC 24 V, On/Off, Floating point | 3282.00
G765+AVKB24-MFT | Globe Valve | Water | Globe Valve (GV), 2 1/2", 3-way, ANSI Class 125, Cv 68 ¦Valve Actuator, Electronic fail-safe, AC/DC 24 V, 2...10 V, MFT/programmable | 3453.00
G765+AVKX24-MFT | Globe Valve | Water | Globe Valve (GV), 2 1/2", 3-way, ANSI Class 125, Cv 68 ¦Valve Actuator, Electronic fail-safe, AC/DC 24 V, 2...10 V, MFT/programmable | 3453.00
G765+EVB24-3 | Globe Valve | Water | Globe Valve (GV), 2 1/2", 3-way, ANSI Class 125, Cv 68 ¦Valve Actuator, Non fail-safe, AC/DC 24 V, On/Off, Floating point | 3240.00
G765+EVB24-MFT | Globe Valve | Water | Globe Valve (GV), 2 1/2", 3-way, ANSI Class 125, Cv 68 ¦Valve Actuator, Non fail-safe, AC/DC 24 V, 2...10 V, MFT/programmable | 3934.00
G765+EVB24-SR | Globe Valve | Water | Globe Valve (GV), 2 1/2", 3-way, ANSI Class 125, Cv 68 ¦Valve Actuator, Non fail-safe, AC/DC 24 V, 2...10 V, modulating | 3343.00
G765+EVX120-3 | Globe Valve | Water | Globe Valve (GV), 2 1/2", 3-way, ANSI Class 125, Cv 68 ¦Valve Actuator, Non fail-safe, AC 100...240 V, On/Off, Floating point | 3395.00
G765+EVX24-3 | Globe Valve | Water | Globe Valve (GV), 2 1/2", 3-way, ANSI Class 125, Cv 68 ¦Valve Actuator, Non fail-safe, AC/DC 24 V, On/Off, Floating point | 3240.00
G765+EVX24-MFT | Globe Valve | Water | Globe Valve (GV), 2 1/2", 3-way, ANSI Class 125, Cv 68 ¦Valve Actuator, Non fail-safe, AC/DC 24 V, 2...10 V, MFT/programmable | 3934.00
G765+EVX24-SR | Globe Valve | Water | Globe Valve (GV), 2 1/2", 3-way, ANSI Class 125, Cv 68 ¦Valve Actuator, Non fail-safe, AC/DC 24 V, 2...10 V, modulating | 3343.00
G765+RVB24-3 | Globe Valve | Water | Globe Valve (GV), 2 1/2", 3-way, ANSI Class 125, Cv 68 ¦Valve Actuator, Non fail-safe, AC/DC 24 V, On/Off, Floating point | 4194.00
G765+RVB24-MFT | Globe Valve | Water | Globe Valve (GV), 2 1/2", 3-way, ANSI Class 125, Cv 68 ¦Valve Actuator, Non fail-safe, AC/DC 24 V, 2...10 V, MFT/programmable | 4365.00
G765+RVX24-3 | Globe Valve | Water | Globe Valve (GV), 2 1/2", 3-way, ANSI Class 125, Cv 68 ¦Valve Actuator, Non fail-safe, AC/DC 24 V, On/Off, Floating point | 4194.00
G765+RVX24-MFT | Globe Valve | Water | Globe Valve (GV), 2 1/2", 3-way, ANSI Class 125, Cv 68 ¦Valve Actuator, Non fail-safe, AC/DC 24 V, 2...10 V, MFT/programmable | 4365.00
G765-250+2*AFBUP-S-X1 | Globe Valve | Water | Globe Valve (GV), 2 1/2", 3-way, ANSI Class 250, Cv 68 ¦Valve Actuator, Spring return, AC 24...240 V / DC 24...125 V, On/Off, 2 x SPDT | 5175.00
G765-250+2*AFBUP-X1 | Globe Valve | Water | Globe Valve (GV), 2 1/2", 3-way, ANSI Class 250, Cv 68 ¦Valve Actuator, Spring return, AC 24...240 V / DC 24...125 V, On/Off | 5061.00
G765-250+2*AFX24-MFT-S-X1 | Globe Valve | Water | Globe Valve (GV), 2 1/2", 3-way, ANSI Class 250, Cv 68 ¦Valve Actuator, Spring return, AC/DC 24 V, 2...10 V, 2 x SPDT, MFT/programmable | 5443.00
G765-250+2*AFX24-MFT-X1 | Globe Valve | Water | Globe Valve (GV), 2 1/2", 3-way, ANSI Class 250, Cv 68 ¦Valve Actuator, Spring return, AC/DC 24 V, 2...10 V, MFT/programmable | 5329.00
G765-250+2*GKX24-MFT-X1 | Globe Valve | Water | Globe Valve (GV), 2 1/2", 3-way, ANSI Class 250, Cv 68 ¦Valve Actuator, Electronic fail-safe, AC/DC 24 V, 2...10 V, MFT/programmable | 7767.00
G765-250+AFBUP-S-X1 | Globe Valve | Water | Globe Valve (GV), 2 1/2", 3-way, ANSI Class 250, Cv 68 ¦Valve Actuator, Spring return, AC 24...240 V / DC 24...125 V, On/Off, 2 x SPDT | 4278.00
G765-250+AFBUP-X1 | Globe Valve | Water | Globe Valve (GV), 2 1/2", 3-way, ANSI Class 250, Cv 68 ¦Valve Actuator, Spring return, AC 24...240 V / DC 24...125 V, On/Off | 4163.00
G765-250+AFX24-MFT95-X1 | Globe Valve | Water | Globe Valve (GV), 2 1/2", 3-way, ANSI Class 250, Cv 68 ¦Configurable Valve Actuator, Spring return, AC/DC 24 V, 0...135 Ω, MFT/programmable | 4292.00
G765-250+AFX24-MFT-S-X1 | Globe Valve | Water | Globe Valve (GV), 2 1/2", 3-way, ANSI Class 250, Cv 68 ¦Configurable Valve Actuator, Spring return, AC/DC 24 V, 2...10 V, 2 x SPDT, MFT/programmable | 4375.00
G765-250+AFX24-MFT-X1 | Globe Valve | Water | Globe Valve (GV), 2 1/2", 3-way, ANSI Class 250, Cv 68 ¦Configurable Valve Actuator, Spring return, AC/DC 24 V, 2...10 V, MFT/programmable | 4261.00
G765-250+AVKB120-3 | Globe Valve | Water | Globe Valve (GV), 2 1/2", 3-way, ANSI Class 250, Cv 68 ¦Valve Actuator, Electronic fail-safe, AC 100...240 V, On/Off, Floating point | 4815.00
G765-250+AVKB24-3 | Globe Valve | Water | Globe Valve (GV), 2 1/2", 3-way, ANSI Class 250, Cv 68 ¦Valve Actuator, Electronic fail-safe, AC 24 V, On/Off, Floating point | 4380.00
G765-250+AVKB24-MFT | Globe Valve | Water | Globe Valve (GV), 2 1/2", 3-way, ANSI Class 250, Cv 68 ¦Valve Actuator, Electronic fail-safe, AC/DC 24 V, 2...10 V, MFT/programmable | 4552.00
G765-250+AVKX24-MFT | Globe Valve | Water | Globe Valve (GV), 2 1/2", 3-way, ANSI Class 250, Cv 68 ¦Valve Actuator, Electronic fail-safe, AC/DC 24 V, 2...10 V, MFT/programmable | 4552.00
G765-250+EVB24-3 | Globe Valve | Water | Globe Valve (GV), 2 1/2", 3-way, ANSI Class 250, Cv 68 ¦Valve Actuator, Non fail-safe, AC/DC 24 V, On/Off, Floating point | 4259.00
G765-250+EVB24-MFT | Globe Valve | Water | Globe Valve (GV), 2 1/2", 3-way, ANSI Class 250, Cv 68 ¦Valve Actuator, Non fail-safe, AC/DC 24 V, 2...10 V, MFT/programmable | 4431.00
G765-250+EVB24-SR | Globe Valve | Water | Globe Valve (GV), 2 1/2", 3-way, ANSI Class 250, Cv 68 ¦Valve Actuator, Non fail-safe, AC/DC 24 V, 2...10 V, modulating | 4366.00
G765-250+EVX120-3 | Globe Valve | Water | Globe Valve (GV), 2 1/2", 3-way, ANSI Class 250, Cv 68 ¦Valve Actuator, Non fail-safe, AC 100...240 V, On/Off, Floating point | 4357.00
G765-250+EVX24-3 | Globe Valve | Water | Globe Valve (GV), 2 1/2", 3-way, ANSI Class 250, Cv 68 ¦Valve Actuator, Non fail-safe, AC/DC 24 V, On/Off, Floating point | 4259.00
G765-250+EVX24-MFT | Globe Valve | Water | Globe Valve (GV), 2 1/2", 3-way, ANSI Class 250, Cv 68 ¦Valve Actuator, Non fail-safe, AC/DC 24 V, 2...10 V, MFT/programmable | 4431.00
G765-250+EVX24-SR | Globe Valve | Water | Globe Valve (GV), 2 1/2", 3-way, ANSI Class 250, Cv 68 ¦Valve Actuator, Non fail-safe, AC/DC 24 V, 2...10 V, modulating | 4366.00
G765-250+RVB24-3 | Globe Valve | Water | Globe Valve (GV), 2 1/2", 3-way, ANSI Class 250, Cv 68 ¦Valve Actuator, Non fail-safe, AC/DC 24 V, On/Off, Floating point | 5813.00
G765-250+RVB24-MFT | Globe Valve | Water | Globe Valve (GV), 2 1/2", 3-way, ANSI Class 250, Cv 68 ¦Valve Actuator, Non fail-safe, AC/DC 24 V, 2...10 V, MFT/programmable | 5980.00
G765-250+RVX24-3 | Globe Valve | Water | Globe Valve (GV), 2 1/2", 3-way, ANSI Class 250, Cv 68 ¦Valve Actuator, Non fail-safe, AC/DC 24 V, On/Off, Floating point | 5813.00
G765-250+RVX24-MFT | Globe Valve | Water | Globe Valve (GV), 2 1/2", 3-way, ANSI Class 250, Cv 68 ¦Valve Actuator, Non fail-safe, AC/DC 24 V, 2...10 V, MFT/programmable | 5980.00
G765D+AFBUP-S-X1 | Globe Valve | Water | Globe Valve (GV), 2 1/2", 3-way, ANSI Class 125, Cv 68 ¦Valve Actuator, Spring return, AC 24...240 V / DC 24...125 V, On/Off, 2 x SPDT | 6296.00
G765D+AFBUP-X1 | Globe Valve | Water | Globe Valve (GV), 2 1/2", 3-way, ANSI Class 125, Cv 68 ¦Valve Actuator, Spring return, AC 24...240 V / DC 24...125 V, On/Off | 6182.00
G765D+AFX24-MFT95-X1 | Globe Valve | Water | Globe Valve (GV), 2 1/2", 3-way, ANSI Class 125, Cv 68 ¦Configurable Valve Actuator, Spring return, AC/DC 24 V, 0...135 Ω, MFT/programmable | 6394.00
G765D+AFX24-MFT-S-X1 | Globe Valve | Water | Globe Valve (GV), 2 1/2", 3-way, ANSI Class 125, Cv 68 ¦Configurable Valve Actuator, Spring return, AC/DC 24 V, 2...10 V, 2 x SPDT, MFT/programmable | 6478.00
G765D+AFX24-MFT-X1 | Globe Valve | Water | Globe Valve (GV), 2 1/2", 3-way, ANSI Class 125, Cv 68 ¦Configurable Valve Actuator, Spring return, AC/DC 24 V, 2...10 V, MFT/programmable | 6363.00
G765D+AVKB120-3 | Globe Valve | Water | Globe Valve (GV), 2 1/2", 3-way, ANSI Class 125, Cv 68 ¦Valve Actuator, Electronic fail-safe, AC 100...240 V, On/Off, Floating point | 6524.00
G765D+AVKB24-3 | Globe Valve | Water | Globe Valve (GV), 2 1/2", 3-way, ANSI Class 125, Cv 68 ¦Valve Actuator, Electronic fail-safe, AC 24 V, On/Off, Floating point | 6191.00
G765D+AVKB24-MFT | Globe Valve | Water | Globe Valve (GV), 2 1/2", 3-way, ANSI Class 125, Cv 68 ¦Valve Actuator, Electronic fail-safe, AC/DC 24 V, 2...10 V, MFT/programmable | 6363.00
G765D+AVKX24-MFT | Globe Valve | Water | Globe Valve (GV), 2 1/2", 3-way, ANSI Class 125, Cv 68 ¦Valve Actuator, Electronic fail-safe, AC/DC 24 V, 2...10 V, MFT/programmable | 6363.00
G765D+EVB120-3 | Globe Valve | Water | Globe Valve (GV), 2 1/2", 3-way, ANSI Class 125, Cv 68 ¦Valve Actuator, Non fail-safe, AC 100...240 V, On/Off, Floating point | 6154.00
G765D+EVB24-3 | Globe Valve | Water | Globe Valve (GV), 2 1/2", 3-way, ANSI Class 125, Cv 68 ¦Valve Actuator, Non fail-safe, AC/DC 24 V, On/Off, Floating point | 6221.00
G765D+EVB24-MFT | Globe Valve | Water | Globe Valve (GV), 2 1/2", 3-way, ANSI Class 125, Cv 68 ¦Valve Actuator, Non fail-safe, AC/DC 24 V, 2...10 V, MFT/programmable | 6393.00
G765D+EVB24-SR | Globe Valve | Water | Globe Valve (GV), 2 1/2", 3-way, ANSI Class 125, Cv 68 ¦Valve Actuator, Non fail-safe, AC/DC 24 V, 2...10 V, modulating | 6326.00
G765D+EVX24-3 | Globe Valve | Water | Globe Valve (GV), 2 1/2", 3-way, ANSI Class 125, Cv 68 ¦Valve Actuator, Non fail-safe, AC/DC 24 V, On/Off, Floating point | 6221.00
G765D+EVX24-MFT | Globe Valve | Water | Globe Valve (GV), 2 1/2", 3-way, ANSI Class 125, Cv 68 ¦Valve Actuator, Non fail-safe, AC/DC 24 V, 2...10 V, MFT/programmable | 6393.00
G765D+EVX24-SR | Globe Valve | Water | Globe Valve (GV), 2 1/2", 3-way, ANSI Class 125, Cv 68 ¦Valve Actuator, Non fail-safe, AC/DC 24 V, 2...10 V, modulating | 6326.00
G765DS+AFBUP-S-X1 | Globe Valve | Water | Globe Valve (GV), 2 1/2", 3-way, ANSI Class 125, Cv 68 ¦Valve Actuator, Spring return, AC 24...240 V / DC 24...125 V, On/Off, 2 x SPDT | 9062.00
G765DS+AFBUP-X1 | Globe Valve | Water | Globe Valve (GV), 2 1/2", 3-way, ANSI Class 125, Cv 68 ¦Valve Actuator, Spring return, AC 24...240 V / DC 24...125 V, On/Off | 8949.00
G765DS+AFX24-MFT95-X1 | Globe Valve | Water | Globe Valve (GV), 2 1/2", 3-way, ANSI Class 125, Cv 68 ¦Configurable Valve Actuator, Spring return, AC/DC 24 V, 0...135 Ω, MFT/programmable | 9202.00
G765DS+AFX24-MFT-S-X1 | Globe Valve | Water | Globe Valve (GV), 2 1/2", 3-way, ANSI Class 125, Cv 68 ¦Configurable Valve Actuator, Spring return, AC/DC 24 V, 2...10 V, 2 x SPDT, MFT/programmable | 9282.00
G765DS+AFX24-MFT-X1 | Globe Valve | Water | Globe Valve (GV), 2 1/2", 3-way, ANSI Class 125, Cv 68 ¦Configurable Valve Actuator, Spring return, AC/DC 24 V, 2...10 V, MFT/programmable | 9169.00
G765DS+AVKB120-3 | Globe Valve | Water | Globe Valve (GV), 2 1/2", 3-way, ANSI Class 125, Cv 68 ¦Valve Actuator, Electronic fail-safe, AC 100...240 V, On/Off, Floating point | 9170.00
G765DS+AVKB24-3 | Globe Valve | Water | Globe Valve (GV), 2 1/2", 3-way, ANSI Class 125, Cv 68 ¦Valve Actuator, Electronic fail-safe, AC 24 V, On/Off, Floating point | 8997.00
G765DS+AVKB24-MFT | Globe Valve | Water | Globe Valve (GV), 2 1/2", 3-way, ANSI Class 125, Cv 68 ¦Valve Actuator, Electronic fail-safe, AC/DC 24 V, 2...10 V, MFT/programmable | 9169.00
G765DS+AVKX24-MFT | Globe Valve | Water | Globe Valve (GV), 2 1/2", 3-way, ANSI Class 125, Cv 68 ¦Valve Actuator, Electronic fail-safe, AC/DC 24 V, 2...10 V, MFT/programmable | 9169.00
G765DS+EVB24-3 | Globe Valve | Water | Globe Valve (GV), 2 1/2", 3-way, ANSI Class 125, Cv 68 ¦Valve Actuator, Non fail-safe, AC/DC 24 V, On/Off, Floating point | 9006.00
G765DS+EVB24-MFT | Globe Valve | Water | Globe Valve (GV), 2 1/2", 3-way, ANSI Class 125, Cv 68 ¦Valve Actuator, Non fail-safe, AC/DC 24 V, 2...10 V, MFT/programmable | 9176.00
G765DS+EVB24-SR | Globe Valve | Water | Globe Valve (GV), 2 1/2", 3-way, ANSI Class 125, Cv 68 ¦Valve Actuator, Non fail-safe, AC/DC 24 V, 2...10 V, modulating | 9112.00
G765DS+EVX24-3 | Globe Valve | Water | Globe Valve (GV), 2 1/2", 3-way, ANSI Class 125, Cv 68 ¦Valve Actuator, Non fail-safe, AC/DC 24 V, On/Off, Floating point | 9006.00
G765DS+EVX24-MFT | Globe Valve | Water | Globe Valve (GV), 2 1/2", 3-way, ANSI Class 125, Cv 68 ¦Valve Actuator, Non fail-safe, AC/DC 24 V, 2...10 V, MFT/programmable | 9176.00
G765DS+EVX24-SR | Globe Valve | Water | Globe Valve (GV), 2 1/2", 3-way, ANSI Class 125, Cv 68 ¦Valve Actuator, Non fail-safe, AC/DC 24 V, 2...10 V, modulating | 9112.00
G765DS-250+AFBUP-S-X1 | Globe Valve | Water | Globe Valve (GV), 2 1/2", 3-way, ANSI Class 250, Cv 68 ¦Valve Actuator, Spring return, AC 24...240 V / DC 24...125 V, On/Off, 2 x SPDT | 10655.00
G765DS-250+AFBUP-X1 | Globe Valve | Water | Globe Valve (GV), 2 1/2", 3-way, ANSI Class 250, Cv 68 ¦Valve Actuator, Spring return, AC 24...240 V / DC 24...125 V, On/Off | 10540.00
G765DS-250+AFX24-MFT95-X1 | Globe Valve | Water | Globe Valve (GV), 2 1/2", 3-way, ANSI Class 250, Cv 68 ¦Configurable Valve Actuator, Spring return, AC/DC 24 V, 0...135 Ω, MFT/programmable | 10795.00
G765DS-250+AFX24-MFT-S-X1 | Globe Valve | Water | Globe Valve (GV), 2 1/2", 3-way, ANSI Class 250, Cv 68 ¦Configurable Valve Actuator, Spring return, AC/DC 24 V, 2...10 V, 2 x SPDT, MFT/programmable | 10872.00
G765DS-250+AFX24-MFT-X1 | Globe Valve | Water | Globe Valve (GV), 2 1/2", 3-way, ANSI Class 250, Cv 68 ¦Configurable Valve Actuator, Spring return, AC/DC 24 V, 2...10 V, MFT/programmable | 10759.00
G765DS-250+AVKB120-3 | Globe Valve | Water | Globe Valve (GV), 2 1/2", 3-way, ANSI Class 250, Cv 68 ¦Valve Actuator, Electronic fail-safe, AC 100...240 V, On/Off, Floating point | 10670.00
G765DS-250+AVKB24-3 | Globe Valve | Water | Globe Valve (GV), 2 1/2", 3-way, ANSI Class 250, Cv 68 ¦Valve Actuator, Electronic fail-safe, AC 24 V, On/Off, Floating point | 10588.00
G765DS-250+AVKB24-MFT | Globe Valve | Water | Globe Valve (GV), 2 1/2", 3-way, ANSI Class 250, Cv 68 ¦Valve Actuator, Electronic fail-safe, AC/DC 24 V, 2...10 V, MFT/programmable | 10759.00
G765DS-250+AVKX24-MFT | Globe Valve | Water | Globe Valve (GV), 2 1/2", 3-way, ANSI Class 250, Cv 68 ¦Valve Actuator, Electronic fail-safe, AC/DC 24 V, 2...10 V, MFT/programmable | 10759.00
G765DS-250+EVB24-3 | Globe Valve | Water | Globe Valve (GV), 2 1/2", 3-way, ANSI Class 250, Cv 68 ¦Valve Actuator, Non fail-safe, AC/DC 24 V, On/Off, Floating point | 10592.00
G765DS-250+EVB24-MFT | Globe Valve | Water | Globe Valve (GV), 2 1/2", 3-way, ANSI Class 250, Cv 68 ¦Valve Actuator, Non fail-safe, AC/DC 24 V, 2...10 V, MFT/programmable | 10764.00
G765DS-250+EVB24-SR | Globe Valve | Water | Globe Valve (GV), 2 1/2", 3-way, ANSI Class 250, Cv 68 ¦Valve Actuator, Non fail-safe, AC/DC 24 V, 2...10 V, modulating | 10698.00
G765DS-250+EVX120-3 | Globe Valve | Water | Globe Valve (GV), 2 1/2", 3-way, ANSI Class 250, Cv 68 ¦Valve Actuator, Non fail-safe, AC 100...240 V, On/Off, Floating point | 10331.00
G765DS-250+EVX24-3 | Globe Valve | Water | Globe Valve (GV), 2 1/2", 3-way, ANSI Class 250, Cv 68 ¦Valve Actuator, Non fail-safe, AC/DC 24 V, On/Off, Floating point | 10592.00
G765DS-250+EVX24-MFT | Globe Valve | Water | Globe Valve (GV), 2 1/2", 3-way, ANSI Class 250, Cv 68 ¦Valve Actuator, Non fail-safe, AC/DC 24 V, 2...10 V, MFT/programmable | 10764.00
G765DS-250+EVX24-SR | Globe Valve | Water | Globe Valve (GV), 2 1/2", 3-way, ANSI Class 250, Cv 68 ¦Valve Actuator, Non fail-safe, AC/DC 24 V, 2...10 V, modulating | 10698.00
G765S+2*AFBUP-S-X1 | Globe Valve | Water | Globe Valve (GV), 2 1/2", 3-way, ANSI Class 125, Cv 68 ¦Valve Actuator, Spring return, AC 24...240 V / DC 24...125 V, On/Off, 2 x SPDT | 5016.00
G765S+2*AFBUP-X1 | Globe Valve | Water | Globe Valve (GV), 2 1/2", 3-way, ANSI Class 125, Cv 68 ¦Valve Actuator, Spring return, AC 24...240 V / DC 24...125 V, On/Off | 4902.00
G765S+2*AFX24-MFT-S-X1 | Globe Valve | Water | Globe Valve (GV), 2 1/2", 3-way, ANSI Class 125, Cv 68 ¦Valve Actuator, Spring return, AC/DC 24 V, 2...10 V, 2 x SPDT, MFT/programmable | 5583.00
G765S+2*AFX24-MFT-X1 | Globe Valve | Water | Globe Valve (GV), 2 1/2", 3-way, ANSI Class 125, Cv 68 ¦Valve Actuator, Spring return, AC/DC 24 V, 2...10 V, MFT/programmable | 5470.00
G765S+2*GKX24-MFT-X1 | Globe Valve | Water | Globe Valve (GV), 2 1/2", 3-way, ANSI Class 125, Cv 68 ¦Valve Actuator, Electronic fail-safe, AC/DC 24 V, 2...10 V, MFT/programmable | 7904.00
G765S+AFBUP-S-X1 | Globe Valve | Water | Globe Valve (GV), 2 1/2", 3-way, ANSI Class 125, Cv 68 ¦Valve Actuator, Spring return, AC 24...240 V / DC 24...125 V, On/Off, 2 x SPDT | 4189.00
G765S+AFBUP-X1 | Globe Valve | Water | Globe Valve (GV), 2 1/2", 3-way, ANSI Class 125, Cv 68 ¦Valve Actuator, Spring return, AC 24...240 V / DC 24...125 V, On/Off | 4075.00
G765S+AFX24-MFT95-X1 | Globe Valve | Water | Globe Valve (GV), 2 1/2", 3-way, ANSI Class 125, Cv 68 ¦Configurable Valve Actuator, Spring return, AC/DC 24 V, 0...135 Ω, MFT/programmable | 4324.00
G765S+AFX24-MFT-S-X1 | Globe Valve | Water | Globe Valve (GV), 2 1/2", 3-way, ANSI Class 125, Cv 68 ¦Configurable Valve Actuator, Spring return, AC/DC 24 V, 2...10 V, 2 x SPDT, MFT/programmable | 4408.00
G765S+AFX24-MFT-X1 | Globe Valve | Water | Globe Valve (GV), 2 1/2", 3-way, ANSI Class 125, Cv 68 ¦Configurable Valve Actuator, Spring return, AC/DC 24 V, 2...10 V, MFT/programmable | 4294.00
G765S+AVKB120-3 | Globe Valve | Water | Globe Valve (GV), 2 1/2", 3-way, ANSI Class 125, Cv 68 ¦Valve Actuator, Electronic fail-safe, AC 100...240 V, On/Off, Floating point | 4573.00
G765S+AVKB24-3 | Globe Valve | Water | Globe Valve (GV), 2 1/2", 3-way, ANSI Class 125, Cv 68 ¦Valve Actuator, Electronic fail-safe, AC 24 V, On/Off, Floating point | 4126.00
G765S+AVKB24-MFT | Globe Valve | Water | Globe Valve (GV), 2 1/2", 3-way, ANSI Class 125, Cv 68 ¦Valve Actuator, Electronic fail-safe, AC/DC 24 V, 2...10 V, MFT/programmable | 4294.00
G765S+AVKX24-MFT | Globe Valve | Water | Globe Valve (GV), 2 1/2", 3-way, ANSI Class 125, Cv 68 ¦Valve Actuator, Electronic fail-safe, AC/DC 24 V, 2...10 V, MFT/programmable | 4294.00
G765S+EVB24-3 | Globe Valve | Water | Globe Valve (GV), 2 1/2", 3-way, ANSI Class 125, Cv 68 ¦Valve Actuator, Non fail-safe, AC/DC 24 V, On/Off, Floating point | 4128.00
G765S+EVB24-MFT | Globe Valve | Water | Globe Valve (GV), 2 1/2", 3-way, ANSI Class 125, Cv 68 ¦Valve Actuator, Non fail-safe, AC/DC 24 V, 2...10 V, MFT/programmable | 4295.00
G765S+EVB24-SR | Globe Valve | Water | Globe Valve (GV), 2 1/2", 3-way, ANSI Class 125, Cv 68 ¦Valve Actuator, Non fail-safe, AC/DC 24 V, 2...10 V, modulating | 4233.00
G765S+EVX120-3 | Globe Valve | Water | Globe Valve (GV), 2 1/2", 3-way, ANSI Class 125, Cv 68 ¦Valve Actuator, Non fail-safe, AC 100...240 V, On/Off, Floating point | 4233.00
G765S+EVX24-3 | Globe Valve | Water | Globe Valve (GV), 2 1/2", 3-way, ANSI Class 125, Cv 68 ¦Valve Actuator, Non fail-safe, AC/DC 24 V, On/Off, Floating point | 4128.00
G765S+EVX24-MFT | Globe Valve | Water | Globe Valve (GV), 2 1/2", 3-way, ANSI Class 125, Cv 68 ¦Valve Actuator, Non fail-safe, AC/DC 24 V, 2...10 V, MFT/programmable | 4295.00
G765S+EVX24-SR | Globe Valve | Water | Globe Valve (GV), 2 1/2", 3-way, ANSI Class 125, Cv 68 ¦Valve Actuator, Non fail-safe, AC/DC 24 V, 2...10 V, modulating | 4233.00
G765S+RVB24-3 | Globe Valve | Water | Globe Valve (GV), 2 1/2", 3-way, ANSI Class 125, Cv 68 ¦Valve Actuator, Non fail-safe, AC/DC 24 V, On/Off, Floating point | 4681.00
G765S+RVB24-MFT | Globe Valve | Water | Globe Valve (GV), 2 1/2", 3-way, ANSI Class 125, Cv 68 ¦Valve Actuator, Non fail-safe, AC/DC 24 V, 2...10 V, MFT/programmable | 5421.00
G765S+RVX24-3 | Globe Valve | Water | Globe Valve (GV), 2 1/2", 3-way, ANSI Class 125, Cv 68 ¦Valve Actuator, Non fail-safe, AC/DC 24 V, On/Off, Floating point | 4681.00
G765S+RVX24-MFT | Globe Valve | Water | Globe Valve (GV), 2 1/2", 3-way, ANSI Class 125, Cv 68 ¦Valve Actuator, Non fail-safe, AC/DC 24 V, 2...10 V, MFT/programmable | 5421.00
G765S-250+2*AFBUP-S-X1 | Globe Valve | Water | Globe Valve (GV), 2 1/2", 3-way, ANSI Class 250, Cv 68 ¦Valve Actuator, Spring return, AC 24...240 V / DC 24...125 V, On/Off, 2 x SPDT | 5401.00
G765S-250+2*AFBUP-X1 | Globe Valve | Water | Globe Valve (GV), 2 1/2", 3-way, ANSI Class 250, Cv 68 ¦Valve Actuator, Spring return, AC 24...240 V / DC 24...125 V, On/Off | 5288.00
G765S-250+2*AFX24-MFT-S-X1 | Globe Valve | Water | Globe Valve (GV), 2 1/2", 3-way, ANSI Class 250, Cv 68 ¦Valve Actuator, Spring return, AC/DC 24 V, 2...10 V, 2 x SPDT, MFT/programmable | 5829.00
G765S-250+2*AFX24-MFT-X1 | Globe Valve | Water | Globe Valve (GV), 2 1/2", 3-way, ANSI Class 250, Cv 68 ¦Valve Actuator, Spring return, AC/DC 24 V, 2...10 V, MFT/programmable | 5716.00
G765S-250+2*GKX24-MFT-X1 | Globe Valve | Water | Globe Valve (GV), 2 1/2", 3-way, ANSI Class 250, Cv 68 ¦Valve Actuator, Electronic fail-safe, AC/DC 24 V, 2...10 V, MFT/programmable | 7763.00
G765S-250+AFBUP-S-X1 | Globe Valve | Water | Globe Valve (GV), 2 1/2", 3-way, ANSI Class 250, Cv 68 ¦Valve Actuator, Spring return, AC 24...240 V / DC 24...125 V, On/Off, 2 x SPDT | 4565.00
G765S-250+AFBUP-X1 | Globe Valve | Water | Globe Valve (GV), 2 1/2", 3-way, ANSI Class 250, Cv 68 ¦Valve Actuator, Spring return, AC 24...240 V / DC 24...125 V, On/Off | 4452.00
G765S-250+AFX24-MFT95-X1 | Globe Valve | Water | Globe Valve (GV), 2 1/2", 3-way, ANSI Class 250, Cv 68 ¦Configurable Valve Actuator, Spring return, AC/DC 24 V, 0...135 Ω, MFT/programmable | 5073.00
G765S-250+AFX24-MFT-S-X1 | Globe Valve | Water | Globe Valve (GV), 2 1/2", 3-way, ANSI Class 250, Cv 68 ¦Configurable Valve Actuator, Spring return, AC/DC 24 V, 2...10 V, 2 x SPDT, MFT/programmable | 4784.00
G765S-250+AFX24-MFT-X1 | Globe Valve | Water | Globe Valve (GV), 2 1/2", 3-way, ANSI Class 250, Cv 68 ¦Configurable Valve Actuator, Spring return, AC/DC 24 V, 2...10 V, MFT/programmable | 4671.00
G765S-250+AVKB120-3 | Globe Valve | Water | Globe Valve (GV), 2 1/2", 3-way, ANSI Class 250, Cv 68 ¦Valve Actuator, Electronic fail-safe, AC 100...240 V, On/Off, Floating point | 4926.00
G765S-250+AVKB24-3 | Globe Valve | Water | Globe Valve (GV), 2 1/2", 3-way, ANSI Class 250, Cv 68 ¦Valve Actuator, Electronic fail-safe, AC 24 V, On/Off, Floating point | 4500.00
G765S-250+AVKB24-MFT | Globe Valve | Water | Globe Valve (GV), 2 1/2", 3-way, ANSI Class 250, Cv 68 ¦Valve Actuator, Electronic fail-safe, AC/DC 24 V, 2...10 V, MFT/programmable | 4671.00
G765S-250+AVKX24-MFT | Globe Valve | Water | Globe Valve (GV), 2 1/2", 3-way, ANSI Class 250, Cv 68 ¦Valve Actuator, Electronic fail-safe, AC/DC 24 V, 2...10 V, MFT/programmable | 4671.00
G765S-250+EVB24-3 | Globe Valve | Water | Globe Valve (GV), 2 1/2", 3-way, ANSI Class 250, Cv 68 ¦Valve Actuator, Non fail-safe, AC/DC 24 V, On/Off, Floating point | 4548.00
G765S-250+EVB24-MFT | Globe Valve | Water | Globe Valve (GV), 2 1/2", 3-way, ANSI Class 250, Cv 68 ¦Valve Actuator, Non fail-safe, AC/DC 24 V, 2...10 V, MFT/programmable | 4715.00
G765S-250+EVB24-SR | Globe Valve | Water | Globe Valve (GV), 2 1/2", 3-way, ANSI Class 250, Cv 68 ¦Valve Actuator, Non fail-safe, AC/DC 24 V, 2...10 V, modulating | 4652.00
G765S-250+EVX120-3 | Globe Valve | Water | Globe Valve (GV), 2 1/2", 3-way, ANSI Class 250, Cv 68 ¦Valve Actuator, Non fail-safe, AC 100...240 V, On/Off, Floating point | 4627.00
G765S-250+EVX24-3 | Globe Valve | Water | Globe Valve (GV), 2 1/2", 3-way, ANSI Class 250, Cv 68 ¦Valve Actuator, Non fail-safe, AC/DC 24 V, On/Off, Floating point | 4548.00
G765S-250+EVX24-MFT | Globe Valve | Water | Globe Valve (GV), 2 1/2", 3-way, ANSI Class 250, Cv 68 ¦Valve Actuator, Non fail-safe, AC/DC 24 V, 2...10 V, MFT/programmable | 4715.00
G765S-250+EVX24-SR | Globe Valve | Water | Globe Valve (GV), 2 1/2", 3-way, ANSI Class 250, Cv 68 ¦Valve Actuator, Non fail-safe, AC/DC 24 V, 2...10 V, modulating | 4652.00
G765S-250+RVB24-3 | Globe Valve | Water | Globe Valve (GV), 2 1/2", 3-way, ANSI Class 250, Cv 68 ¦Valve Actuator, Non fail-safe, AC/DC 24 V, On/Off, Floating point | 5635.00
G765S-250+RVB24-MFT | Globe Valve | Water | Globe Valve (GV), 2 1/2", 3-way, ANSI Class 250, Cv 68 ¦Valve Actuator, Non fail-safe, AC/DC 24 V, 2...10 V, MFT/programmable | 5806.00
G765S-250+RVX24-3 | Globe Valve | Water | Globe Valve (GV), 2 1/2", 3-way, ANSI Class 250, Cv 68 ¦Valve Actuator, Non fail-safe, AC/DC 24 V, On/Off, Floating point | 5635.00
G765S-250+RVX24-MFT | Globe Valve | Water | Globe Valve (GV), 2 1/2", 3-way, ANSI Class 250, Cv 68 ¦Valve Actuator, Non fail-safe, AC/DC 24 V, 2...10 V, MFT/programmable | 5806.00
G780+2*AFBUP-S-X1 | Globe Valve | Water | Globe Valve (GV), 3", 3-way, ANSI Class 125, Cv 85 ¦Valve Actuator, Spring return, AC 24...240 V / DC 24...125 V, On/Off, 2 x SPDT | 4348.00
G780+2*AFBUP-X1 | Globe Valve | Water | Globe Valve (GV), 3", 3-way, ANSI Class 125, Cv 85 ¦Valve Actuator, Spring return, AC 24...240 V / DC 24...125 V, On/Off | 4234.00
G780+2*AFX24-MFT95-X1 | Globe Valve | Water | Globe Valve (GV), 3", 3-way, ANSI Class 125, Cv 85 ¦Valve Actuator, Spring return, AC/DC 24 V, 0...135 Ω, MFT/programmable | 4206.00
G780+2*AFX24-MFT-S-X1 | Globe Valve | Water | Globe Valve (GV), 3", 3-way, ANSI Class 125, Cv 85 ¦Valve Actuator, Spring return, AC/DC 24 V, 2...10 V, 2 x SPDT, MFT/programmable | 4679.00
G780+2*AFX24-MFT-X1 | Globe Valve | Water | Globe Valve (GV), 3", 3-way, ANSI Class 125, Cv 85 ¦Valve Actuator, Spring return, AC/DC 24 V, 2...10 V, MFT/programmable | 4565.00
G780+2*GKX24-MFT-X1 | Globe Valve | Water | Globe Valve (GV), 3", 3-way, ANSI Class 125, Cv 85 ¦Valve Actuator, Electronic fail-safe, AC/DC 24 V, 2...10 V, MFT/programmable | 7001.00
G780+AFBUP-S-X1 | Globe Valve | Water | Globe Valve (GV), 3", 3-way, ANSI Class 125, Cv 85 ¦Valve Actuator, Spring return, AC 24...240 V / DC 24...125 V, On/Off, 2 x SPDT | 3471.00
G780+AFBUP-X1 | Globe Valve | Water | Globe Valve (GV), 3", 3-way, ANSI Class 125, Cv 85 ¦Valve Actuator, Spring return, AC 24...240 V / DC 24...125 V, On/Off | 3359.00
G780+AFX24-MFT95-X1 | Globe Valve | Water | Globe Valve (GV), 3", 3-way, ANSI Class 125, Cv 85 ¦Configurable Valve Actuator, Spring return, AC/DC 24 V, 0...135 Ω, MFT/programmable | 3554.00
G780+AFX24-MFT-S-X1 | Globe Valve | Water | Globe Valve (GV), 3", 3-way, ANSI Class 125, Cv 85 ¦Configurable Valve Actuator, Spring return, AC/DC 24 V, 2...10 V, 2 x SPDT, MFT/programmable | 3637.00
G780+AFX24-MFT-X1 | Globe Valve | Water | Globe Valve (GV), 3", 3-way, ANSI Class 125, Cv 85 ¦Configurable Valve Actuator, Spring return, AC/DC 24 V, 2...10 V, MFT/programmable | 3522.00
G780+AVKB120-3 | Globe Valve | Water | Globe Valve (GV), 3", 3-way, ANSI Class 125, Cv 85 ¦Valve Actuator, Electronic fail-safe, AC 100...240 V, On/Off, Floating point | 3846.00
G780+AVKB24-3 | Globe Valve | Water | Globe Valve (GV), 3", 3-way, ANSI Class 125, Cv 85 ¦Valve Actuator, Electronic fail-safe, AC 24 V, On/Off, Floating point | 3352.00
G780+AVKB24-MFT | Globe Valve | Water | Globe Valve (GV), 3", 3-way, ANSI Class 125, Cv 85 ¦Valve Actuator, Electronic fail-safe, AC/DC 24 V, 2...10 V, MFT/programmable | 3522.00
G780+AVKX24-MFT | Globe Valve | Water | Globe Valve (GV), 3", 3-way, ANSI Class 125, Cv 85 ¦Valve Actuator, Electronic fail-safe, AC/DC 24 V, 2...10 V, MFT/programmable | 3522.00
G780+EVB24-3 | Globe Valve | Water | Globe Valve (GV), 3", 3-way, ANSI Class 125, Cv 85 ¦Valve Actuator, Non fail-safe, AC/DC 24 V, On/Off, Floating point | 3533.00
G780+EVB24-MFT | Globe Valve | Water | Globe Valve (GV), 3", 3-way, ANSI Class 125, Cv 85 ¦Valve Actuator, Non fail-safe, AC/DC 24 V, 2...10 V, MFT/programmable | 3953.00
G780+EVB24-SR | Globe Valve | Water | Globe Valve (GV), 3", 3-way, ANSI Class 125, Cv 85 ¦Valve Actuator, Non fail-safe, AC/DC 24 V, 2...10 V, modulating | 3638.00
G780+EVX120-3 | Globe Valve | Water | Globe Valve (GV), 3", 3-way, ANSI Class 125, Cv 85 ¦Valve Actuator, Non fail-safe, AC 100...240 V, On/Off, Floating point | 3672.00
G780+EVX24-3 | Globe Valve | Water | Globe Valve (GV), 3", 3-way, ANSI Class 125, Cv 85 ¦Valve Actuator, Non fail-safe, AC/DC 24 V, On/Off, Floating point | 3533.00
G780+EVX24-MFT | Globe Valve | Water | Globe Valve (GV), 3", 3-way, ANSI Class 125, Cv 85 ¦Valve Actuator, Non fail-safe, AC/DC 24 V, 2...10 V, MFT/programmable | 3953.00
G780+EVX24-SR | Globe Valve | Water | Globe Valve (GV), 3", 3-way, ANSI Class 125, Cv 85 ¦Valve Actuator, Non fail-safe, AC/DC 24 V, 2...10 V, modulating | 3638.00
G780+RVB24-3 | Globe Valve | Water | Globe Valve (GV), 3", 3-way, ANSI Class 125, Cv 85 ¦Valve Actuator, Non fail-safe, AC/DC 24 V, On/Off, Floating point | 4477.00
G780+RVB24-MFT | Globe Valve | Water | Globe Valve (GV), 3", 3-way, ANSI Class 125, Cv 85 ¦Valve Actuator, Non fail-safe, AC/DC 24 V, 2...10 V, MFT/programmable | 4648.00
G780+RVX24-3 | Globe Valve | Water | Globe Valve (GV), 3", 3-way, ANSI Class 125, Cv 85 ¦Valve Actuator, Non fail-safe, AC/DC 24 V, On/Off, Floating point | 4477.00
G780+RVX24-MFT | Globe Valve | Water | Globe Valve (GV), 3", 3-way, ANSI Class 125, Cv 85 ¦Valve Actuator, Non fail-safe, AC/DC 24 V, 2...10 V, MFT/programmable | 4648.00
G780-250+2*AFBUP-S-X1 | Globe Valve | Water | Globe Valve (GV), 3", 3-way, ANSI Class 250, Cv 85 ¦Valve Actuator, Spring return, AC 24...240 V / DC 24...125 V, On/Off, 2 x SPDT | 5764.00
G780-250+2*AFBUP-X1 | Globe Valve | Water | Globe Valve (GV), 3", 3-way, ANSI Class 250, Cv 85 ¦Valve Actuator, Spring return, AC 24...240 V / DC 24...125 V, On/Off | 5651.00
G780-250+2*AFX24-MFT-S-X1 | Globe Valve | Water | Globe Valve (GV), 3", 3-way, ANSI Class 250, Cv 85 ¦Valve Actuator, Spring return, AC/DC 24 V, 2...10 V, 2 x SPDT, MFT/programmable | 6206.00
G780-250+2*AFX24-MFT-X1 | Globe Valve | Water | Globe Valve (GV), 3", 3-way, ANSI Class 250, Cv 85 ¦Valve Actuator, Spring return, AC/DC 24 V, 2...10 V, MFT/programmable | 6092.00
G780-250+2*GKX24-MFT-X1 | Globe Valve | Water | Globe Valve (GV), 3", 3-way, ANSI Class 250, Cv 85 ¦Valve Actuator, Electronic fail-safe, AC/DC 24 V, 2...10 V, MFT/programmable | 8525.00
G780-250+AFBUP-S-X1 | Globe Valve | Water | Globe Valve (GV), 3", 3-way, ANSI Class 250, Cv 85 ¦Valve Actuator, Spring return, AC 24...240 V / DC 24...125 V, On/Off, 2 x SPDT | 4898.00
G780-250+AFBUP-X1 | Globe Valve | Water | Globe Valve (GV), 3", 3-way, ANSI Class 250, Cv 85 ¦Valve Actuator, Spring return, AC 24...240 V / DC 24...125 V, On/Off | 4784.00
G780-250+AFX24-MFT95-X1 | Globe Valve | Water | Globe Valve (GV), 3", 3-way, ANSI Class 250, Cv 85 ¦Configurable Valve Actuator, Spring return, AC/DC 24 V, 0...135 Ω, MFT/programmable | 5026.00
G780-250+AFX24-MFT-S-X1 | Globe Valve | Water | Globe Valve (GV), 3", 3-way, ANSI Class 250, Cv 85 ¦Configurable Valve Actuator, Spring return, AC/DC 24 V, 2...10 V, 2 x SPDT, MFT/programmable | 5112.00
G780-250+AFX24-MFT-X1 | Globe Valve | Water | Globe Valve (GV), 3", 3-way, ANSI Class 250, Cv 85 ¦Configurable Valve Actuator, Spring return, AC/DC 24 V, 2...10 V, MFT/programmable | 4997.00
G780-250+AVKB120-3 | Globe Valve | Water | Globe Valve (GV), 3", 3-way, ANSI Class 250, Cv 85 ¦Valve Actuator, Electronic fail-safe, AC 100...240 V, On/Off, Floating point | 5234.00
G780-250+AVKB24-3 | Globe Valve | Water | Globe Valve (GV), 3", 3-way, ANSI Class 250, Cv 85 ¦Valve Actuator, Electronic fail-safe, AC 24 V, On/Off, Floating point | 4824.00
G780-250+AVKB24-MFT | Globe Valve | Water | Globe Valve (GV), 3", 3-way, ANSI Class 250, Cv 85 ¦Valve Actuator, Electronic fail-safe, AC/DC 24 V, 2...10 V, MFT/programmable | 4997.00
G780-250+AVKX24-MFT | Globe Valve | Water | Globe Valve (GV), 3", 3-way, ANSI Class 250, Cv 85 ¦Valve Actuator, Electronic fail-safe, AC/DC 24 V, 2...10 V, MFT/programmable | 4997.00
G780-250+EVB24-3 | Globe Valve | Water | Globe Valve (GV), 3", 3-way, ANSI Class 250, Cv 85 ¦Valve Actuator, Non fail-safe, AC/DC 24 V, On/Off, Floating point | 4855.00
G780-250+EVB24-MFT | Globe Valve | Water | Globe Valve (GV), 3", 3-way, ANSI Class 250, Cv 85 ¦Valve Actuator, Non fail-safe, AC/DC 24 V, 2...10 V, MFT/programmable | 5025.00
G780-250+EVB24-SR | Globe Valve | Water | Globe Valve (GV), 3", 3-way, ANSI Class 250, Cv 85 ¦Valve Actuator, Non fail-safe, AC/DC 24 V, 2...10 V, modulating | 4960.00
G780-250+EVX120-3 | Globe Valve | Water | Globe Valve (GV), 3", 3-way, ANSI Class 250, Cv 85 ¦Valve Actuator, Non fail-safe, AC 100...240 V, On/Off, Floating point | 4921.00
G780-250+EVX24-3 | Globe Valve | Water | Globe Valve (GV), 3", 3-way, ANSI Class 250, Cv 85 ¦Valve Actuator, Non fail-safe, AC/DC 24 V, On/Off, Floating point | 4855.00
G780-250+EVX24-MFT | Globe Valve | Water | Globe Valve (GV), 3", 3-way, ANSI Class 250, Cv 85 ¦Valve Actuator, Non fail-safe, AC/DC 24 V, 2...10 V, MFT/programmable | 5025.00
G780-250+EVX24-SR | Globe Valve | Water | Globe Valve (GV), 3", 3-way, ANSI Class 250, Cv 85 ¦Valve Actuator, Non fail-safe, AC/DC 24 V, 2...10 V, modulating | 4960.00
G780-250+RVB24-3 | Globe Valve | Water | Globe Valve (GV), 3", 3-way, ANSI Class 250, Cv 85 ¦Valve Actuator, Non fail-safe, AC/DC 24 V, On/Off, Floating point | 5910.00
G780-250+RVB24-MFT | Globe Valve | Water | Globe Valve (GV), 3", 3-way, ANSI Class 250, Cv 85 ¦Valve Actuator, Non fail-safe, AC/DC 24 V, 2...10 V, MFT/programmable | 6080.00
G780-250+RVX24-3 | Globe Valve | Water | Globe Valve (GV), 3", 3-way, ANSI Class 250, Cv 85 ¦Valve Actuator, Non fail-safe, AC/DC 24 V, On/Off, Floating point | 5910.00
G780-250+RVX24-MFT | Globe Valve | Water | Globe Valve (GV), 3", 3-way, ANSI Class 250, Cv 85 ¦Valve Actuator, Non fail-safe, AC/DC 24 V, 2...10 V, MFT/programmable | 6080.00
G780D+AFBUP-S-X1 | Globe Valve | Water | Globe Valve (GV), 3", 3-way, ANSI Class 125, Cv 85 ¦Valve Actuator, Spring return, AC 24...240 V / DC 24...125 V, On/Off, 2 x SPDT | 7066.00
G780D+AFBUP-X1 | Globe Valve | Water | Globe Valve (GV), 3", 3-way, ANSI Class 125, Cv 85 ¦Valve Actuator, Spring return, AC 24...240 V / DC 24...125 V, On/Off | 6952.00
G780D+AFX24-MFT95-X1 | Globe Valve | Water | Globe Valve (GV), 3", 3-way, ANSI Class 125, Cv 85 ¦Configurable Valve Actuator, Spring return, AC/DC 24 V, 0...135 Ω, MFT/programmable | 7150.00
G780D+AFX24-MFT-S-X1 | Globe Valve | Water | Globe Valve (GV), 3", 3-way, ANSI Class 125, Cv 85 ¦Configurable Valve Actuator, Spring return, AC/DC 24 V, 2...10 V, 2 x SPDT, MFT/programmable | 7229.00
G780D+AFX24-MFT-X1 | Globe Valve | Water | Globe Valve (GV), 3", 3-way, ANSI Class 125, Cv 85 ¦Configurable Valve Actuator, Spring return, AC/DC 24 V, 2...10 V, MFT/programmable | 7115.00
G780D+AVKB120-3 | Globe Valve | Water | Globe Valve (GV), 3", 3-way, ANSI Class 125, Cv 85 ¦Valve Actuator, Electronic fail-safe, AC 100...240 V, On/Off, Floating point | 7234.00
G780D+AVKB24-3 | Globe Valve | Water | Globe Valve (GV), 3", 3-way, ANSI Class 125, Cv 85 ¦Valve Actuator, Electronic fail-safe, AC 24 V, On/Off, Floating point | 6945.00
G780D+AVKB24-MFT | Globe Valve | Water | Globe Valve (GV), 3", 3-way, ANSI Class 125, Cv 85 ¦Valve Actuator, Electronic fail-safe, AC/DC 24 V, 2...10 V, MFT/programmable | 7115.00
G780D+AVKX24-MFT | Globe Valve | Water | Globe Valve (GV), 3", 3-way, ANSI Class 125, Cv 85 ¦Valve Actuator, Electronic fail-safe, AC/DC 24 V, 2...10 V, MFT/programmable | 7115.00
G780D+EVB24-3 | Globe Valve | Water | Globe Valve (GV), 3", 3-way, ANSI Class 125, Cv 85 ¦Valve Actuator, Non fail-safe, AC/DC 24 V, On/Off, Floating point | 7006.00
G780D+EVB24-MFT | Globe Valve | Water | Globe Valve (GV), 3", 3-way, ANSI Class 125, Cv 85 ¦Valve Actuator, Non fail-safe, AC/DC 24 V, 2...10 V, MFT/programmable | 7180.00
G780D+EVB24-SR | Globe Valve | Water | Globe Valve (GV), 3", 3-way, ANSI Class 125, Cv 85 ¦Valve Actuator, Non fail-safe, AC/DC 24 V, 2...10 V, modulating | 7110.00
G780D+EVX24-3 | Globe Valve | Water | Globe Valve (GV), 3", 3-way, ANSI Class 125, Cv 85 ¦Valve Actuator, Non fail-safe, AC/DC 24 V, On/Off, Floating point | 7006.00
G780D+EVX24-MFT | Globe Valve | Water | Globe Valve (GV), 3", 3-way, ANSI Class 125, Cv 85 ¦Valve Actuator, Non fail-safe, AC/DC 24 V, 2...10 V, MFT/programmable | 7180.00
G780D+EVX24-SR | Globe Valve | Water | Globe Valve (GV), 3", 3-way, ANSI Class 125, Cv 85 ¦Valve Actuator, Non fail-safe, AC/DC 24 V, 2...10 V, modulating | 7110.00
G780DS+AFBUP-S-X1 | Globe Valve | Water | Globe Valve (GV), 3", 3-way, ANSI Class 125, Cv 85 ¦Valve Actuator, Spring return, AC 24...240 V / DC 24...125 V, On/Off, 2 x SPDT | 10296.00
G780DS+AFBUP-X1 | Globe Valve | Water | Globe Valve (GV), 3", 3-way, ANSI Class 125, Cv 85 ¦Valve Actuator, Spring return, AC 24...240 V / DC 24...125 V, On/Off | 10183.00
G780DS+AFX24-MFT95-X1 | Globe Valve | Water | Globe Valve (GV), 3", 3-way, ANSI Class 125, Cv 85 ¦Configurable Valve Actuator, Spring return, AC/DC 24 V, 0...135 Ω, MFT/programmable | 10110.00
G780DS+AFX24-MFT-S-X1 | Globe Valve | Water | Globe Valve (GV), 3", 3-way, ANSI Class 125, Cv 85 ¦Configurable Valve Actuator, Spring return, AC/DC 24 V, 2...10 V, 2 x SPDT, MFT/programmable | 10517.00
G780DS+AFX24-MFT-X1 | Globe Valve | Water | Globe Valve (GV), 3", 3-way, ANSI Class 125, Cv 85 ¦Configurable Valve Actuator, Spring return, AC/DC 24 V, 2...10 V, MFT/programmable | 10402.00
G780DS+AVKB120-3 | Globe Valve | Water | Globe Valve (GV), 3", 3-way, ANSI Class 125, Cv 85 ¦Valve Actuator, Electronic fail-safe, AC 100...240 V, On/Off, Floating point | 10332.00
G780DS+AVKB24-3 | Globe Valve | Water | Globe Valve (GV), 3", 3-way, ANSI Class 125, Cv 85 ¦Valve Actuator, Electronic fail-safe, AC 24 V, On/Off, Floating point | 10232.00
G780DS+AVKB24-MFT | Globe Valve | Water | Globe Valve (GV), 3", 3-way, ANSI Class 125, Cv 85 ¦Valve Actuator, Electronic fail-safe, AC/DC 24 V, 2...10 V, MFT/programmable | 10402.00
G780DS+AVKX24-MFT | Globe Valve | Water | Globe Valve (GV), 3", 3-way, ANSI Class 125, Cv 85 ¦Valve Actuator, Electronic fail-safe, AC/DC 24 V, 2...10 V, MFT/programmable | 10402.00
G780DS+EVB24-3 | Globe Valve | Water | Globe Valve (GV), 3", 3-way, ANSI Class 125, Cv 85 ¦Valve Actuator, Non fail-safe, AC/DC 24 V, On/Off, Floating point | 10233.00
G780DS+EVB24-MFT | Globe Valve | Water | Globe Valve (GV), 3", 3-way, ANSI Class 125, Cv 85 ¦Valve Actuator, Non fail-safe, AC/DC 24 V, 2...10 V, MFT/programmable | 10404.00
G780DS+EVB24-SR | Globe Valve | Water | Globe Valve (GV), 3", 3-way, ANSI Class 125, Cv 85 ¦Valve Actuator, Non fail-safe, AC/DC 24 V, 2...10 V, modulating | 10339.00
G780DS+EVX24-3 | Globe Valve | Water | Globe Valve (GV), 3", 3-way, ANSI Class 125, Cv 85 ¦Valve Actuator, Non fail-safe, AC/DC 24 V, On/Off, Floating point | 10233.00
G780DS+EVX24-MFT | Globe Valve | Water | Globe Valve (GV), 3", 3-way, ANSI Class 125, Cv 85 ¦Valve Actuator, Non fail-safe, AC/DC 24 V, 2...10 V, MFT/programmable | 10404.00
G780DS+EVX24-SR | Globe Valve | Water | Globe Valve (GV), 3", 3-way, ANSI Class 125, Cv 85 ¦Valve Actuator, Non fail-safe, AC/DC 24 V, 2...10 V, modulating | 10339.00
G780DS-250+AFBUP-S-X1 | Globe Valve | Water | Globe Valve (GV), 3", 3-way, ANSI Class 250, Cv 85 ¦Valve Actuator, Spring return, AC 24...240 V / DC 24...125 V, On/Off, 2 x SPDT | 12158.00
G780DS-250+AFBUP-X1 | Globe Valve | Water | Globe Valve (GV), 3", 3-way, ANSI Class 250, Cv 85 ¦Valve Actuator, Spring return, AC 24...240 V / DC 24...125 V, On/Off | 12044.00
G780DS-250+AFX24-MFT95-X1 | Globe Valve | Water | Globe Valve (GV), 3", 3-way, ANSI Class 250, Cv 85 ¦Configurable Valve Actuator, Spring return, AC/DC 24 V, 0...135 Ω, MFT/programmable | 12277.00
G780DS-250+AFX24-MFT-S-X1 | Globe Valve | Water | Globe Valve (GV), 3", 3-way, ANSI Class 250, Cv 85 ¦Configurable Valve Actuator, Spring return, AC/DC 24 V, 2...10 V, 2 x SPDT, MFT/programmable | 12357.00
G780DS-250+AFX24-MFT-X1 | Globe Valve | Water | Globe Valve (GV), 3", 3-way, ANSI Class 250, Cv 85 ¦Configurable Valve Actuator, Spring return, AC/DC 24 V, 2...10 V, MFT/programmable | 12243.00
G780DS-250+AVKB120-3 | Globe Valve | Water | Globe Valve (GV), 3", 3-way, ANSI Class 250, Cv 85 ¦Valve Actuator, Electronic fail-safe, AC 100...240 V, On/Off, Floating point | 12065.00
G780DS-250+AVKB24-3 | Globe Valve | Water | Globe Valve (GV), 3", 3-way, ANSI Class 250, Cv 85 ¦Valve Actuator, Electronic fail-safe, AC 24 V, On/Off, Floating point | 12069.00
G780DS-250+AVKB24-MFT | Globe Valve | Water | Globe Valve (GV), 3", 3-way, ANSI Class 250, Cv 85 ¦Valve Actuator, Electronic fail-safe, AC/DC 24 V, 2...10 V, MFT/programmable | 12243.00
G780DS-250+AVKX24-MFT | Globe Valve | Water | Globe Valve (GV), 3", 3-way, ANSI Class 250, Cv 85 ¦Valve Actuator, Electronic fail-safe, AC/DC 24 V, 2...10 V, MFT/programmable | 12243.00
G780DS-250+EVB24-3 | Globe Valve | Water | Globe Valve (GV), 3", 3-way, ANSI Class 250, Cv 85 ¦Valve Actuator, Non fail-safe, AC/DC 24 V, On/Off, Floating point | 12037.00
G780DS-250+EVB24-MFT | Globe Valve | Water | Globe Valve (GV), 3", 3-way, ANSI Class 250, Cv 85 ¦Valve Actuator, Non fail-safe, AC/DC 24 V, 2...10 V, MFT/programmable | 12209.00
G780DS-250+EVB24-SR | Globe Valve | Water | Globe Valve (GV), 3", 3-way, ANSI Class 250, Cv 85 ¦Valve Actuator, Non fail-safe, AC/DC 24 V, 2...10 V, modulating | 12143.00
G780DS-250+EVX120-3 | Globe Valve | Water | Globe Valve (GV), 3", 3-way, ANSI Class 250, Cv 85 ¦Valve Actuator, Non fail-safe, AC 100...240 V, On/Off, Floating point | 11694.00
G780DS-250+EVX24-3 | Globe Valve | Water | Globe Valve (GV), 3", 3-way, ANSI Class 250, Cv 85 ¦Valve Actuator, Non fail-safe, AC/DC 24 V, On/Off, Floating point | 12037.00
G780DS-250+EVX24-MFT | Globe Valve | Water | Globe Valve (GV), 3", 3-way, ANSI Class 250, Cv 85 ¦Valve Actuator, Non fail-safe, AC/DC 24 V, 2...10 V, MFT/programmable | 12209.00
G780DS-250+EVX24-SR | Globe Valve | Water | Globe Valve (GV), 3", 3-way, ANSI Class 250, Cv 85 ¦Valve Actuator, Non fail-safe, AC/DC 24 V, 2...10 V, modulating | 12143.00
G780S+2*AFBUP-S-X1 | Globe Valve | Water | Globe Valve (GV), 3", 3-way, ANSI Class 125, Cv 85 ¦Valve Actuator, Spring return, AC 24...240 V / DC 24...125 V, On/Off, 2 x SPDT | 5771.00
G780S+2*AFBUP-X1 | Globe Valve | Water | Globe Valve (GV), 3", 3-way, ANSI Class 125, Cv 85 ¦Valve Actuator, Spring return, AC 24...240 V / DC 24...125 V, On/Off | 5657.00
G780S+2*AFX24-MFT-S-X1 | Globe Valve | Water | Globe Valve (GV), 3", 3-way, ANSI Class 125, Cv 85 ¦Valve Actuator, Spring return, AC/DC 24 V, 2...10 V, 2 x SPDT, MFT/programmable | 6206.00
G780S+2*AFX24-MFT-X1 | Globe Valve | Water | Globe Valve (GV), 3", 3-way, ANSI Class 125, Cv 85 ¦Valve Actuator, Spring return, AC/DC 24 V, 2...10 V, MFT/programmable | 6092.00
G780S+2*GKX24-MFT-X1 | Globe Valve | Water | Globe Valve (GV), 3", 3-way, ANSI Class 125, Cv 85 ¦Valve Actuator, Electronic fail-safe, AC/DC 24 V, 2...10 V, MFT/programmable | 8525.00
G780S+AFBUP-S-X1 | Globe Valve | Water | Globe Valve (GV), 3", 3-way, ANSI Class 125, Cv 85 ¦Valve Actuator, Spring return, AC 24...240 V / DC 24...125 V, On/Off, 2 x SPDT | 4913.00
G780S+AFBUP-X1 | Globe Valve | Water | Globe Valve (GV), 3", 3-way, ANSI Class 125, Cv 85 ¦Valve Actuator, Spring return, AC 24...240 V / DC 24...125 V, On/Off | 4799.00
G780S+AFX24-MFT95-X1 | Globe Valve | Water | Globe Valve (GV), 3", 3-way, ANSI Class 125, Cv 85 ¦Configurable Valve Actuator, Spring return, AC/DC 24 V, 0...135 Ω, MFT/programmable | 5035.00
G780S+AFX24-MFT-S-X1 | Globe Valve | Water | Globe Valve (GV), 3", 3-way, ANSI Class 125, Cv 85 ¦Configurable Valve Actuator, Spring return, AC/DC 24 V, 2...10 V, 2 x SPDT, MFT/programmable | 5148.00
G780S+AFX24-MFT-X1 | Globe Valve | Water | Globe Valve (GV), 3", 3-way, ANSI Class 125, Cv 85 ¦Configurable Valve Actuator, Spring return, AC/DC 24 V, 2...10 V, MFT/programmable | 5035.00
G780S+AVKB120-3 | Globe Valve | Water | Globe Valve (GV), 3", 3-way, ANSI Class 125, Cv 85 ¦Valve Actuator, Electronic fail-safe, AC 100...240 V, On/Off, Floating point | 5270.00
G780S+AVKB24-3 | Globe Valve | Water | Globe Valve (GV), 3", 3-way, ANSI Class 125, Cv 85 ¦Valve Actuator, Electronic fail-safe, AC 24 V, On/Off, Floating point | 4863.00
G780S+AVKB24-MFT | Globe Valve | Water | Globe Valve (GV), 3", 3-way, ANSI Class 125, Cv 85 ¦Valve Actuator, Electronic fail-safe, AC/DC 24 V, 2...10 V, MFT/programmable | 5035.00
G780S+AVKX24-MFT | Globe Valve | Water | Globe Valve (GV), 3", 3-way, ANSI Class 125, Cv 85 ¦Valve Actuator, Electronic fail-safe, AC/DC 24 V, 2...10 V, MFT/programmable | 5035.00
G780S+EVB24-3 | Globe Valve | Water | Globe Valve (GV), 3", 3-way, ANSI Class 125, Cv 85 ¦Valve Actuator, Non fail-safe, AC/DC 24 V, On/Off, Floating point | 4881.00
G780S+EVB24-MFT | Globe Valve | Water | Globe Valve (GV), 3", 3-way, ANSI Class 125, Cv 85 ¦Valve Actuator, Non fail-safe, AC/DC 24 V, 2...10 V, MFT/programmable | 5051.00
G780S+EVB24-SR | Globe Valve | Water | Globe Valve (GV), 3", 3-way, ANSI Class 125, Cv 85 ¦Valve Actuator, Non fail-safe, AC/DC 24 V, 2...10 V, modulating | 4986.00
G780S+EVX120-3 | Globe Valve | Water | Globe Valve (GV), 3", 3-way, ANSI Class 125, Cv 85 ¦Valve Actuator, Non fail-safe, AC 100...240 V, On/Off, Floating point | 4942.00
G780S+EVX24-3 | Globe Valve | Water | Globe Valve (GV), 3", 3-way, ANSI Class 125, Cv 85 ¦Valve Actuator, Non fail-safe, AC/DC 24 V, On/Off, Floating point | 4881.00
G780S+EVX24-MFT | Globe Valve | Water | Globe Valve (GV), 3", 3-way, ANSI Class 125, Cv 85 ¦Valve Actuator, Non fail-safe, AC/DC 24 V, 2...10 V, MFT/programmable | 5051.00
G780S+EVX24-SR | Globe Valve | Water | Globe Valve (GV), 3", 3-way, ANSI Class 125, Cv 85 ¦Valve Actuator, Non fail-safe, AC/DC 24 V, 2...10 V, modulating | 4986.00
G780S+RVB24-3 | Globe Valve | Water | Globe Valve (GV), 3", 3-way, ANSI Class 125, Cv 85 ¦Valve Actuator, Non fail-safe, AC/DC 24 V, On/Off, Floating point | 5432.00
G780S+RVB24-MFT | Globe Valve | Water | Globe Valve (GV), 3", 3-way, ANSI Class 125, Cv 85 ¦Valve Actuator, Non fail-safe, AC/DC 24 V, 2...10 V, MFT/programmable | 6167.00
G780S+RVX24-3 | Globe Valve | Water | Globe Valve (GV), 3", 3-way, ANSI Class 125, Cv 85 ¦Valve Actuator, Non fail-safe, AC/DC 24 V, On/Off, Floating point | 5432.00
G780S+RVX24-MFT | Globe Valve | Water | Globe Valve (GV), 3", 3-way, ANSI Class 125, Cv 85 ¦Valve Actuator, Non fail-safe, AC/DC 24 V, 2...10 V, MFT/programmable | 6167.00
G780S-250+2*AFBUP-S-X1 | Globe Valve | Water | Globe Valve (GV), 3", 3-way, ANSI Class 250, Cv 85 ¦Valve Actuator, Spring return, AC 24...240 V / DC 24...125 V, On/Off, 2 x SPDT | 6072.00
G780S-250+2*AFBUP-X1 | Globe Valve | Water | Globe Valve (GV), 3", 3-way, ANSI Class 250, Cv 85 ¦Valve Actuator, Spring return, AC 24...240 V / DC 24...125 V, On/Off | 5960.00
G780S-250+2*AFX24-MFT-S-X1 | Globe Valve | Water | Globe Valve (GV), 3", 3-way, ANSI Class 250, Cv 85 ¦Valve Actuator, Spring return, AC/DC 24 V, 2...10 V, 2 x SPDT, MFT/programmable | 6206.00
G780S-250+2*AFX24-MFT-X1 | Globe Valve | Water | Globe Valve (GV), 3", 3-way, ANSI Class 250, Cv 85 ¦Valve Actuator, Spring return, AC/DC 24 V, 2...10 V, MFT/programmable | 6092.00
G780S-250+2*GKX24-MFT-X1 | Globe Valve | Water | Globe Valve (GV), 3", 3-way, ANSI Class 250, Cv 85 ¦Valve Actuator, Electronic fail-safe, AC/DC 24 V, 2...10 V, MFT/programmable | 8379.00
G780S-250+AFBUP-S-X1 | Globe Valve | Water | Globe Valve (GV), 3", 3-way, ANSI Class 250, Cv 85 ¦Valve Actuator, Spring return, AC 24...240 V / DC 24...125 V, On/Off, 2 x SPDT | 5236.00
G780S-250+AFBUP-X1 | Globe Valve | Water | Globe Valve (GV), 3", 3-way, ANSI Class 250, Cv 85 ¦Valve Actuator, Spring return, AC 24...240 V / DC 24...125 V, On/Off | 5122.00
G780S-250+AFX24-MFT95-X1 | Globe Valve | Water | Globe Valve (GV), 3", 3-way, ANSI Class 250, Cv 85 ¦Configurable Valve Actuator, Spring return, AC/DC 24 V, 0...135 Ω, MFT/programmable | 5784.00
G780S-250+AFX24-MFT-S-X1 | Globe Valve | Water | Globe Valve (GV), 3", 3-way, ANSI Class 250, Cv 85 ¦Configurable Valve Actuator, Spring return, AC/DC 24 V, 2...10 V, 2 x SPDT, MFT/programmable | 5148.00
G780S-250+AFX24-MFT-X1 | Globe Valve | Water | Globe Valve (GV), 3", 3-way, ANSI Class 250, Cv 85 ¦Configurable Valve Actuator, Spring return, AC/DC 24 V, 2...10 V, MFT/programmable | 5035.00
G780S-250+AVKB120-3 | Globe Valve | Water | Globe Valve (GV), 3", 3-way, ANSI Class 250, Cv 85 ¦Valve Actuator, Electronic fail-safe, AC 100...240 V, On/Off, Floating point | 5270.00
G780S-250+AVKB24-3 | Globe Valve | Water | Globe Valve (GV), 3", 3-way, ANSI Class 250, Cv 85 ¦Valve Actuator, Electronic fail-safe, AC 24 V, On/Off, Floating point | 4863.00
G780S-250+AVKB24-MFT | Globe Valve | Water | Globe Valve (GV), 3", 3-way, ANSI Class 250, Cv 85 ¦Valve Actuator, Electronic fail-safe, AC/DC 24 V, 2...10 V, MFT/programmable | 5035.00
G780S-250+AVKX24-MFT | Globe Valve | Water | Globe Valve (GV), 3", 3-way, ANSI Class 250, Cv 85 ¦Valve Actuator, Electronic fail-safe, AC/DC 24 V, 2...10 V, MFT/programmable | 5035.00
G780S-250+EVB24-3 | Globe Valve | Water | Globe Valve (GV), 3", 3-way, ANSI Class 250, Cv 85 ¦Valve Actuator, Non fail-safe, AC/DC 24 V, On/Off, Floating point | 5212.00
G780S-250+EVB24-MFT | Globe Valve | Water | Globe Valve (GV), 3", 3-way, ANSI Class 250, Cv 85 ¦Valve Actuator, Non fail-safe, AC/DC 24 V, 2...10 V, MFT/programmable | 5382.00
G780S-250+EVB24-SR | Globe Valve | Water | Globe Valve (GV), 3", 3-way, ANSI Class 250, Cv 85 ¦Valve Actuator, Non fail-safe, AC/DC 24 V, 2...10 V, modulating | 5319.00
G780S-250+EVX120-3 | Globe Valve | Water | Globe Valve (GV), 3", 3-way, ANSI Class 250, Cv 85 ¦Valve Actuator, Non fail-safe, AC 100...240 V, On/Off, Floating point | 5257.00
G780S-250+EVX24-3 | Globe Valve | Water | Globe Valve (GV), 3", 3-way, ANSI Class 250, Cv 85 ¦Valve Actuator, Non fail-safe, AC/DC 24 V, On/Off, Floating point | 5212.00
G780S-250+EVX24-MFT | Globe Valve | Water | Globe Valve (GV), 3", 3-way, ANSI Class 250, Cv 85 ¦Valve Actuator, Non fail-safe, AC/DC 24 V, 2...10 V, MFT/programmable | 5382.00
G780S-250+EVX24-SR | Globe Valve | Water | Globe Valve (GV), 3", 3-way, ANSI Class 250, Cv 85 ¦Valve Actuator, Non fail-safe, AC/DC 24 V, 2...10 V, modulating | 5319.00
G780S-250+RVB24-3 | Globe Valve | Water | Globe Valve (GV), 3", 3-way, ANSI Class 250, Cv 85 ¦Valve Actuator, Non fail-safe, AC/DC 24 V, On/Off, Floating point | 6291.00
G780S-250+RVB24-MFT | Globe Valve | Water | Globe Valve (GV), 3", 3-way, ANSI Class 250, Cv 85 ¦Valve Actuator, Non fail-safe, AC/DC 24 V, 2...10 V, MFT/programmable | 6460.00
G780S-250+RVX24-3 | Globe Valve | Water | Globe Valve (GV), 3", 3-way, ANSI Class 250, Cv 85 ¦Valve Actuator, Non fail-safe, AC/DC 24 V, On/Off, Floating point | 6291.00
G780S-250+RVX24-MFT | Globe Valve | Water | Globe Valve (GV), 3", 3-way, ANSI Class 250, Cv 85 ¦Valve Actuator, Non fail-safe, AC/DC 24 V, 2...10 V, MFT/programmable | 6460.00
GKB24-3 | Damper Actuator | Air | Damper Actuator, 360 in-lb [40 Nm], Electronic fail-safe, AC 24 V, On/Off, Floating point | 1363.00
GKB24-3-X1 | Valve Actuator | Water | Valve Actuator, Electronic fail-safe, AC 24 V, On/Off, Floating point | 1353.00
GKB24-IP | Damper Actuator | Air | Damper Actuator, 360 in-lb [40 Nm], Electronic fail-safe, AC/DC 24 V, modulating, Cloud, communicative, Hybrid, BACnet IP Modbus TCP | 1881.00
GKB24-MFT | Damper Actuator | Air | Damper Actuator, 360 in-lb [40 Nm], Electronic fail-safe, AC/DC 24 V, 2...10 V, MFT/programmable | 1873.00
GKB24-SR | Damper Actuator | Air | Damper Actuator, 360 in-lb [40 Nm], Electronic fail-safe, AC/DC 24 V, 2...10 V, modulating | 1699.00
GKRB24-3-5 | Valve Actuator | Water | Valve Actuator, Electronic fail-safe, AC 24 V, On/Off, Floating point | 1392.00
GKRB24-MFT-5-14 | Valve Actuator | Water | Valve Actuator, Electronic fail-safe, AC/DC 24 V, 2...10 V, MFT/programmable | 1891.00
GKRX24-3 | Valve Actuator | Water | Configurable Valve Actuator, Electronic fail-safe, AC 24 V, On/Off, Floating point | 1392.00
GKRX24-3 N4 | Valve Actuator | Water | Valve Actuator, Electronic fail-safe, AC 24 V, On/Off, Floating point, NEMA 4X | 1848.00
GKRX24-MFT | Valve Actuator | Water | Configurable Valve Actuator, Electronic fail-safe, AC/DC 24 V, 2...10 V, MFT/programmable | 1891.00
GKRX24-MFT N4 | Valve Actuator | Water | Valve Actuator, Electronic fail-safe, AC/DC 24 V, MFT/programmable, NEMA 4X | 2724.00
GKX24-3 | Damper Actuator | Air | Configurable Damper Actuator, 360 in-lb [40 Nm], Electronic fail-safe, AC 24 V, On/Off, Floating point | 1361.00
GKX24-3-T N4 | Damper Actuator | Air | Configurable Damper Actuator, 360 in-lb [40 Nm], Electronic fail-safe, AC 24 V, On/Off, Floating point, NEMA 4X, terminals | 2019.00
GKX24-MFT | Damper Actuator | Air | Configurable Damper Actuator, 360 in-lb [40 Nm], Electronic fail-safe, AC/DC 24 V, 2...10 V, MFT/programmable | 1873.00
GKX24-MFT-T N4 | Damper Actuator | Air | Configurable Damper Actuator, 360 in-lb [40 Nm], Electronic fail-safe, AC/DC 24 V, 2...10 V, NEMA 4X, terminals, MFT/programmable | 2530.00
GKX24-MFT-X1 | Valve Actuator | Water | Configurable Valve Actuator, Electronic fail-safe, AC/DC 24 V, 2...10 V, MFT/programmable | 1861.00
GKX24-SR | Damper Actuator | Air | Configurable Damper Actuator, 360 in-lb [40 Nm], Electronic fail-safe, AC/DC 24 V, 2...10 V, modulating | 1698.00
GKX24-SR-T N4 | Damper Actuator | Air | Configurable Damper Actuator, 360 in-lb [40 Nm], Electronic fail-safe, AC/DC 24 V, 2...10 V, NEMA 4X, terminals, modulating | 2354.00
GM24A-MOD | Damper Actuator | Air | Rotary Actuator, 360 in-lb [40 Nm], AC/DC 24 V, BACnet MS/TP, Modbus RTU, MP-Bus, 150 s, IP54 | 918.00
GMB24-3 | Damper Actuator | Air | Damper Actuator, 360 in-lb [40 Nm], Non fail-safe, AC/DC 24 V, On/Off, Floating point | 587.00
GMB24-3-X1 | Valve Actuator | Water | Valve Actuator, Non fail-safe, AC/DC 24 V, On/Off, Floating point | 610.00
GMB24-IP | Damper Actuator | Air | Damper Actuator, 360 in-lb [40 Nm], Non fail-safe, AC/DC 24 V, modulating, Cloud, communicative, Hybrid, BACnet IP Modbus TCP | 993.00
GMB24-MFT | Damper Actuator | Air | Damper Actuator, 360 in-lb [40 Nm], Non fail-safe, AC/DC 24 V, 2...10 V, MFT/programmable | 868.00
GMB24-MFT-X1 | Valve Actuator | Water | Valve Actuator, Non fail-safe, AC/DC 24 V, 2...10 V, MFT/programmable | 894.00
GMB24-SR | Damper Actuator | Air | Damper Actuator, 360 in-lb [40 Nm], Non fail-safe, AC/DC 24 V, 2...10 V, modulating | 781.00
GMB24-SR-X1 | Valve Actuator | Water | Valve Actuator, Non fail-safe, AC/DC 24 V, 2...10 V, modulating | 806.00
GMCX120-3-X1 N4 | Valve Actuator | Water | Valve Actuator, Non fail-safe, AC 100...240 V, On/Off, Floating point, NEMA 4X | 1361.00
GMCX120-SR-T-X1 | Valve Actuator | Water | Valve Actuator, Non fail-safe, AC 100...240 V, modulating | 827.00
GMCX120-SR-T-X1 N4 | Valve Actuator | Water | Valve Actuator, Non fail-safe, AC 100...240 V, modulating, NEMA 4X | 2912.00
GMCX24-3-T-X1 N4 | Valve Actuator | Water | Configurable Valve Actuator, Non fail-safe, AC/DC 24 V, On/Off, Floating point, NEMA 4X, terminals | 1902.00
GMCX24-MFT-T-X1 N4 | Valve Actuator | Water | Configurable Valve Actuator, Non fail-safe, AC/DC 24 V, 2...10 V, NEMA 4X, terminals | 2912.00
GMX120-3 | Damper Actuator | Air | Configurable Damper Actuator, 360 in-lb [40 Nm], Non fail-safe, AC 100...240 V, On/Off, Floating point | 641.00
GMX24-3 | Damper Actuator | Air | Configurable Damper Actuator, 360 in-lb [40 Nm], Non fail-safe, AC/DC 24 V, On/Off, Floating point | 587.00
GMX24-3-T N4 | Damper Actuator | Air | Configurable Damper Actuator, 360 in-lb [40 Nm], Non fail-safe, AC/DC 24 V, On/Off, Floating point, NEMA 4X, terminals | 1332.00
GMX24-LON | Damper Actuator | Air | Configurable Damper Actuator, 360 in-lb [40 Nm], Non fail-safe, AC/DC 24 V, modulating, communicative, Hybrid, LON (FTT-10A) | 1154.00
GMX24-MFT | Damper Actuator | Air | Configurable Damper Actuator, 360 in-lb [40 Nm], Non fail-safe, AC/DC 24 V, 2...10 V, MFT/programmable | 868.00
GMX24-MFT N4 | Damper Actuator | Air | Configurable Damper Actuator, 360 in-lb [40 Nm], Non fail-safe, AC/DC 24 V, 2...10 V, NEMA 4X, MFT/programmable | 1645.00
GMX24-MFT-T | Damper Actuator | Air | Configurable Damper Actuator, 360 in-lb [40 Nm], Non fail-safe, AC/DC 24 V, NEMA 1, terminals, MFT/programmable | 840.00
GMX24-MFT-T N4 | Damper Actuator | Air | Configurable Damper Actuator, 360 in-lb [40 Nm], Non fail-safe, AC/DC 24 V, 2...10 V, NEMA 4X, terminals, MFT/programmable | 1645.00
GMX24-MFT-T-X1 N4 | Valve Actuator | Water | Configurable Valve Actuator, Non fail-safe, AC/DC 24 V, 2...10 V, NEMA 4X, terminals | 1665.00
GMX24-MFT-X1 | Valve Actuator | Water | Configurable Valve Actuator, Non fail-safe, AC/DC 24 V, 2...10 V, MFT/programmable | 894.00
GMX24-PC | Damper Actuator | Air | Configurable Damper Actuator, 360 in-lb [40 Nm], Non fail-safe, AC/DC 24 V, 0...20 V PhC, modulating | 942.00
GMX24-SR | Damper Actuator | Air | Configurable Damper Actuator, 360 in-lb [40 Nm], Non fail-safe, AC/DC 24 V, 2...10 V, modulating | 781.00
GMX24-SR-T N4 | Damper Actuator | Air | Configurable Damper Actuator, 360 in-lb [40 Nm], Non fail-safe, AC/DC 24 V, 2...10 V, NEMA 4X, terminals, modulating | 1528.00
GRCX120-3 | Valve Actuator | Water | Valve Actuator, Non fail-safe, AC/DC 100...240 V, On/Off, Floating point | 644.00
GRCX120-3 N4 | Valve Actuator | Water | Valve Actuator, Non fail-safe, AC 100...240 V, On/Off, Floating point, NEMA 4X | 1645.00
GRCX120-SR-T | Valve Actuator | Water | Valve Actuator, Non fail-safe, AC 100...240 V, modulating | 852.00
GRCX120-SR-T N4 | Valve Actuator | Water | Valve Actuator, Non fail-safe, AC 100...240 V, modulating, NEMA 4X | 1872.00
GRCX24-3 | Valve Actuator | Water | Valve Actuator, Non fail-safe, AC/DC 24 V, On/Off, Floating point | 592.00
GRCX24-3-T | Valve Actuator | Water | Valve Actuator, Non fail-safe, AC/DC 24 V, On/Off, Floating point | 549.00
GRCX24-3-T N4 | Valve Actuator | Water | Configurable Valve Actuator, Non fail-safe, AC/DC 24 V, On/Off, Floating point, NEMA 4X, terminals | 1646.00
GRCX24-MFT-T N4 | Valve Actuator | Water | Configurable Valve Actuator, Non fail-safe, AC/DC 24 V, 2...10 V, NEMA 4X, terminals | 1872.00
GRX120-3 | Valve Actuator | Water | Configurable Valve Actuator, Non fail-safe, AC 100...240 V, On/Off, Floating point | 616.00
GRX24-3 | Valve Actuator | Water | Configurable Valve Actuator, Non fail-safe, AC/DC 24 V, On/Off, Floating point | 609.00
GRX24-3-T N4 | Valve Actuator | Water | Configurable Valve Actuator, Non fail-safe, AC/DC 24 V, On/Off, Floating point, NEMA 4X, terminals | 1481.00
GRX24-MFT | Valve Actuator | Water | Configurable Valve Actuator, Non fail-safe, AC/DC 24 V, 2...10 V, MFT/programmable | 899.00
GRX24-MFT-T N4 | Valve Actuator | Water | Configurable Valve Actuator, Non fail-safe, AC/DC 24 V, 2...10 V, NEMA 4X, terminals | 1782.00
GVA-CPL | Retrofit | Accessory | Coupler Replacement kit for LV, LVK, SV, SVK Globe Valve Actuators | 19.00
HOA-120V | Electrical accessory | Accessory | HOA-24V - Local device to remove power | 1036.00
HOA-120VMFT | Electrical accessory | Accessory | HOA-24V - Local device to remove power | 1036.00
IND-AF2 | Mechanical Accessory | Accessory | End stop indicator | 20.00
IND-AFB | Mechanical Accessory | Accessory | End stop indicatorFor NF..A / SF..A | 16.00
IND-EFB | Mechanical Accessory | Accessory | End stop indicatorFor EF..A | 22.00
IND-LF | Mechanical Accessory | Accessory | End stop indicator | 16.00
IND-PR01 | Mechanical Accessory | Accessory | Retrofit valve linkageFor HD/HDU series butterfly valve 2-way 2.5...6" [65...150] with PR, PKR | 135.00
IND-PR02 | Mechanical Accessory | Accessory | Retrofit valve linkageFor HD/HDU series butterfly valve 2-way 2.5...6" [65...150] with PR, PKR | 68.00
IND-PR03 | Mechanical Accessory | Accessory | Retrofit valve linkageFor L series butterfly valve 2-way 8...12" [200...300] with PR, PKR | 139.00
IND-PR04 | Mechanical Accessory | Accessory | Retrofit valve linkageFor L series butterfly valve 2-way 8...12" [200...300] with PR, PKR | 68.00
IND-TF | Mechanical Accessory | Accessory | Position indicator | 16.00
IRM-100 | Electrical accessory | Accessory | Input rescaling module for modulating actuators. | 274.00
K4-1 US | Mechanical Accessory | Accessory | Jackshaft clamp AF/NF/AM 1" | 44.00
K6 US | Mechanical Accessory | Accessory | Standard LF clamp (3/8" to 1/2"). | 27.00
K6-1 | Accessory | Accessory | Shaft clamp reversible, clamping range Ø16...20 mm | 23.00
K7-2 | Accessory | Accessory | Shaft clamp reversibleFor central mountingFor damper shafts Ø12.7 / 19.0 / 25.4 mm | 38.00
K8 US | Mechanical Accessory | Accessory | Standard TFB(X) clamp (1/4" to 1/2"). | 23.00
K9-2 | Accessory | Accessory | Shaft clamp reversible, clamping range Ø12...26.7 mm | 59.00
K-AM25 | Mechanical Accessory | Accessory | Standard NKQ/AM/NM clamp (1/2" to 1.05"). | 29.00
KG10A | Accessory | Accessory | Ball joint suitable for damper crank arm KH8 / KH10 | 32.00
KG6 | Mechanical Accessory | Accessory | Ball joint suitable for damper crank arm KH8 | 23.00
KG8 | Accessory | Accessory | Ball joint suitable for damper crank arm KH8 | 29.00
K-GM20 | Mechanical Accessory | Accessory | Standard GK/GM clamp (1/2" to 1.05"). | 44.00
KH10 | Accessory | Accessory | Damper crank arm Slot width 8.2 mm, clamping range Ø14...25 mm | 63.00
KH12 | Accessory | Accessory | Damper crank arm Slot width 8.2 mmFor Ø1.05" | 35.00
KH6 | Mechanical Accessory | Accessory | Damper crank arm, Slot width 6.2 mm | 27.00
KH8 | Accessory | Accessory | Damper crank arm Slot width 8.2 mm, clamping range Ø10...18 mm | 27.00
KH-AF-1 US | Mechanical Accessory | Accessory | Classic AF/NF crankarm for Jackshaft to 1.05". | 81.00
KH-AFB | Accessory | Accessory | Actuator armFor 3/4" shafts, clamping range Ø10...22 mm, Slot width 8.2 mm | 36.00
KH-AFV | Mechanical Accessory | Accessory | V-Bolt shaft mount kit for KH-AF,KH-AF-1 | 24.00
KH-EFB | Accessory | Accessory | Actuator arm Slot width 8.2 mm | 55.00
KH-LF | Accessory | Accessory | Actuator arm, clamping range Ø8...16 mm, Slot width 8.2 mm | 34.00
KH-LFV | Mechanical Accessory | Accessory | V-bolt Kit for KH-LF. | 16.00
KH-TF US | Mechanical Accessory | Accessory | TFB(X) crankarm with 5/16" slot. | 40.00
KH-TF-1 US | Mechanical Accessory | Accessory | TFB(X) crankarm with 1/4" slot. | 40.00
K-LM10 | Mechanical Accessory | Accessory | LMB(X) clamp (3/8”). | 21.00
K-LM12 | Mechanical Accessory | Accessory | LMB(X) clamp (1/2”). | 21.00
K-LM16 | Mechanical Accessory | Accessory | Standard LMB(X) clamp (5/8”). | 21.00
K-LM20 | Mechanical Accessory | Accessory | LMB(X) clamp (3/4"). | 21.00
K-LU | Accessory | Accessory | Shaft clamp for LU..A with form fit 8x8 mm clamping range Ø8...12 mmFor damper shafts L 13...30 mm, clamping range Ø8...12 mm, incl. anti-rotation mechanism 230 mm and 2 screws | 40.00
K-NA | Accessory | Accessory | Shaft clamp reversible for NM..A, LMQ.., clamping range Ø8...20 mm | 38.00
K-SA | Accessory | Accessory | Shaft clamp reversible for SM..A, NKQ.., NMQ.., clamping range Ø10...20 mm | 38.00
LF120 US | Damper Actuator | Air | Damper Actuator, 35 in-lb [4 Nm], Spring return, AC 120 V, On/Off | 449.00
LF120-S US | Damper Actuator | Water | Damper Actuator, 35 in-lb [4 Nm], Spring return, AC 120 V, On/Off, 1 x SPDT | 520.00
LF230 US | Damper Actuator | Air | Damper Actuator, 35 in-lb [4 Nm], Spring return, AC 230 V, On/Off | 553.00
LF230-S US | Damper Actuator | Air | Damper Actuator, 35 in-lb [4 Nm], Spring return, AC 230 V, On/Off, 1 x SPDT | 624.00
LF24 US | Damper Actuator | Water | Damper Actuator, 35 in-lb [4 Nm], Spring return, AC/DC 24 V, On/Off | 405.00
LF24-3 US | Damper Actuator | Air | Damper Actuator, 35 in-lb [4 Nm], Spring return, AC/DC 24 V, On/Off, Floating point | 492.00
LF24-3-S US | Damper Actuator | Air | Damper Actuator, 35 in-lb [4 Nm], Spring return, AC/DC 24 V, On/Off, Floating point, 1 x SPDT | 563.00
LF24-ECON-R03 US | Damper Actuator | Air | Damper Actuator, 35 in-lb [4 Nm], Spring return, AC/DC 24 V, 3 kΩ NTC, modulating | 628.00
LF24-ECON-R10 US | Damper Actuator | Air | Damper Actuator, 35 in-lb [4 Nm], Spring return, AC/DC 24 V, 10 kΩ NTC, modulating | 628.00
LF24-MFT US | Damper Actuator | Air | Damper Actuator, 35 in-lb [4 Nm], Spring return, AC/DC 24 V, 2...10 V, MFT/programmable | 628.00
LF24-MFT-20 US | Damper Actuator | Air | Damper Actuator, 35 in-lb [4 Nm], Spring return, AC/DC 24 V, 6…9 V, MFT/programmable | 697.00
LF24-MFT-S US | Damper Actuator | Water | Damper Actuator, 35 in-lb [4 Nm], Spring return, AC/DC 24 V, 2...10 V, 1 x SPDT, MFT/programmable | 699.00
LF24-MFT-S-20 US | Damper Actuator | Air | Damper Actuator, 35 in-lb [4 Nm], Spring return, AC/DC 24 V, 6…9 V, 1 x SPDT, MFT/programmable | 768.00
LF24-S US | Damper Actuator | Water | Damper Actuator, 35 in-lb [4 Nm], Spring return, AC/DC 24 V, On/Off, 1 x SPDT | 475.00
LF24-SR US | Damper Actuator | Water | Damper Actuator, 35 in-lb [4 Nm], Spring return, AC/DC 24 V, 2...10 V, modulating | 553.00
LF24-SR.1 US | Damper Actuator | Air | Damper Actuator, 35 in-lb [4 Nm], Spring return, AC/DC 24 V, 2...10 V, modulating Multipack 135 pcs. | 530.00
LF24-SR-E US | Damper Actuator | Air | Damper Actuator, 35 in-lb [4 Nm], Spring return, AC/DC 24 V, 2...10 V, modulating | 597.00
LF24-SR-S US | Damper Actuator | Water | Damper Actuator, 35 in-lb [4 Nm], Spring return, AC/DC 24 V, 2...10 V, 1 x SPDT, modulating | 624.00
LFC24-3 US | Damper Actuator | Air | Damper Actuator, 35 in-lb [4 Nm], Spring return, AC/DC 24 V, On/Off, Floating point | 434.00
LFC24-3-R US | Damper Actuator | Air | Damper Actuator, 35 in-lb [4 Nm], Spring return, AC/DC 24 V, On/Off, Floating point | 559.00
LFC24-3-S US | Damper Actuator | Air | Damper Actuator, 35 in-lb [4 Nm], Spring return, AC/DC 24 V, On/Off, Floating point, 1 x SPDT | 628.00
LF-P | Mechanical Accessory | Accessory | Anti-rotation bracket LF. | 13.00
LHB24-3-100 | Damper Actuator | Air | Damper Actuator, 35 lbf [150 N], Non fail-safe, AC/DC 24 V, On/Off, Floating point | 324.00
LHB24-3-200 | Damper Actuator | Air | Damper Actuator, 35 lbf [150 N], Non fail-safe, AC/DC 24 V, On/Off, Floating point | 357.00
LHB24-3-T-100 | Damper Actuator | Air | Damper Actuator, 35 lbf [150 N], Non fail-safe, AC/DC 24 V, On/Off, Floating point | 310.00
LHB24-SR-100 | Damper Actuator | Air | Damper Actuator, 35 lbf [150 N], Non fail-safe, AC/DC 24 V, 2...10 V, cable, modulating | 469.00
LHB24-SR-200 | Damper Actuator | Air | Damper Actuator, 35 lbf [150 N], Non fail-safe, AC/DC 24 V, 2...10 V, cable, modulating | 502.00
LHQB24-1-100 | Damper Actuator | Air | Damper Actuator, 22 lbf [100 N], Non fail-safe, AC/DC 24 V, On/Off | 672.00
LHQB24-MFT-100 | Damper Actuator | Air | Damper Actuator, 22 lbf [100 N], Non fail-safe, AC/DC 24 V, 2...10 V, MFT/programmable | 759.00
LHQX24-1-100 | Damper Actuator | Air | Configurable Damper Actuator, 22 lbf [100 N], Non fail-safe, AC/DC 24 V, On/Off | 668.00
LHQX24-MFT-100 | Damper Actuator | Air | Configurable Damper Actuator, 22 lbf [100 N], Non fail-safe, AC/DC 24 V, 2...10 V, MFT/programmable | 759.00
LHV-D3-MP-100 | VAV | Air | Volumetric flow controller VAV-Compact linear, 150 N, AC/DC 24 V, MP-Bus, 150 s, IP54 | 620.00
LHV-D3-MP-200 | VAV | Air | Volumetric flow controller VAV-Compact linear, 150 N, AC/DC 24 V, MP-Bus, 150 s, IP54 | 652.00
LHV-D3-MP-300 | VAV | Air | Volumetric flow controller VAV-Compact linear, 150 N, AC/DC 24 V, MP-Bus, 150 s, IP54 | 680.00
LHX120-3-100 | Damper Actuator | Air | Configurable Damper Actuator, 35 lbf [150 N], Non fail-safe, AC 100...240 V, On/Off, Floating point | 363.00
LHX120-3-200 | Damper Actuator | Air | Configurable Damper Actuator, 35 lbf [150 N], Non fail-safe, AC 100...240 V, On/Off, Floating point | 393.00
LHX120-3-300 | Damper Actuator | Air | Configurable Damper Actuator, 35 lbf [150 N], Non fail-safe, AC 100...240 V, On/Off, Floating point | 424.00
LHX120-SR-100 | Damper Actuator | Air | Configurable Damper Actuator, 35 lbf [150 N], Non fail-safe, AC 100...240 V, 2...10 V, cable, modulating | 519.00
LHX120-SR-200 | Damper Actuator | Air | Configurable Damper Actuator, 35 lbf [150 N], Non fail-safe, AC 100...240 V, 2...10 V, cable, modulating | 553.00
LHX24-3-100 | Damper Actuator | Air | Configurable Damper Actuator, 35 lbf [150 N], Non fail-safe, AC/DC 24 V, On/Off, Floating point | 324.00
LHX24-3-200 | Damper Actuator | Air | Configurable Damper Actuator, 35 lbf [150 N], Non fail-safe, AC/DC 24 V, On/Off, Floating point | 357.00
LHX24-3-300 | Damper Actuator | Air | Configurable Damper Actuator, 35 lbf [150 N], Non fail-safe, AC/DC 24 V, On/Off, Floating point | 374.00
LHX24-MFT-100 | Damper Actuator | Air | Configurable Damper Actuator, 35 lbf [150 N], Non fail-safe, AC/DC 24 V, 2...10 V, cable, MFT/programmable | 521.00
LHX24-MFT-200 | Damper Actuator | Air | Configurable Damper Actuator, 35 lbf [150 N], Non fail-safe, AC/DC 24 V, 2...10 V, cable, MFT/programmable | 556.00
LHX24-MFT-300 | Damper Actuator | Air | Configurable Damper Actuator, 35 lbf [150 N], Non fail-safe, AC/DC 24 V, 2...10 V, cable, MFT/programmable | 587.00
LHX24-SR-100 | Damper Actuator | Air | Configurable Damper Actuator, 35 lbf [150 N], Non fail-safe, AC/DC 24 V, 2...10 V, cable, modulating | 469.00
LHX24-SR-200 | Damper Actuator | Air | Configurable Damper Actuator, 35 lbf [150 N], Non fail-safe, AC/DC 24 V, 2...10 V, cable, modulating | 502.00
LM24A-MOD | Damper Actuator | Air | Rotary Actuator, 45 in-lb [5 Nm], AC/DC 24 V, BACnet MS/TP, Modbus RTU, MP-Bus, 150 s, IP54 | 489.00
LMB120-3 | Damper Actuator | Air | Damper Actuator, 45 in-lb [5 Nm], Non fail-safe, AC/DC 100...240 V, On/Off, Floating point | 264.00
LMB24-10P-HM | Damper Actuator | Air | Damper Actuator, 45 in-lb [5 Nm], Non fail-safe, AC/DC 24 V, On/Off | 305.00
LMB24-3 | Damper Actuator | Air | Damper Actuator, 45 in-lb [5 Nm], Non fail-safe, AC/DC 24 V, On/Off, Floating point | 208.00
LMB24-3.1 | Damper Actuator | Air | Damper Actuator, 45 in-lb [5 Nm], Non fail-safe, AC/DC 24 V, On/Off, Floating point Multipack 24 pcs. | 184.00
LMB24-3-P10-T | Damper Actuator | Air | Damper Actuator, 45 in-lb [5 Nm], Non fail-safe, AC/DC 24 V, On/Off, Floating point, terminals | 310.00
LMB24-3-P5-T | Damper Actuator | Air | Damper Actuator, 45 in-lb [5 Nm], Non fail-safe, AC/DC 24 V, On/Off, Floating point, terminals | 310.00
LMB24-3-P5-T.1 | Damper Actuator | Air | Damper Actuator, 45 in-lb [5 Nm], Non fail-safe, AC/DC 24 V, On/Off, Floating point, terminals Multipack 36 pcs. | 296.00
LMB24-3-S | Damper Actuator | Air | Damper Actuator, 45 in-lb [5 Nm], Non fail-safe, AC/DC 24 V, On/Off, Floating point, 1 x SPDT | 310.00
LMB24-3-T | Damper Actuator | Air | Damper Actuator, 45 in-lb [5 Nm], Non fail-safe, AC/DC 24 V, On/Off, Floating point, terminals | 179.00
LMB24-3-T.1 | Damper Actuator | Air | Damper Actuator, 45 in-lb [5 Nm], Non fail-safe, AC/DC 24 V, On/Off, Floating point, terminals Multipack 36 pcs. | 137.00
LMB24-3-X1 | Valve Actuator | Water | Valve Actuator, Non fail-safe, AC/DC 24 V, On/Off, Floating point | 232.00
LMB24-HM | Damper Actuator | Air | Damper Actuator, 45 in-lb [5 Nm], Non fail-safe, AC/DC 24 V, On/Off | 280.00
LMB24-IP | Damper Actuator | Air | Damper Actuator, 45 in-lb [5 Nm], Non fail-safe, AC/DC 24 V, modulating, Cloud, communicative, Hybrid, BACnet IP Modbus TCP | 564.00
LMB24-MFT | Damper Actuator | Air | Damper Actuator, 45 in-lb [5 Nm], Non fail-safe, AC/DC 24 V, 2...10 V, MFT/programmable | 439.00
LMB24-SR | Damper Actuator | Air | Damper Actuator, 45 in-lb [5 Nm], Non fail-safe, AC/DC 24 V, 2...10 V, modulating | 333.00
LMB24-SR.1 | Damper Actuator | Air | Damper Actuator, 45 in-lb [5 Nm], Non fail-safe, AC/DC 24 V, 2...10 V, modulating Multipack 24 pcs. | 318.00
LMB24-SR-T | Damper Actuator | Air | Damper Actuator, 45 in-lb [5 Nm], Non fail-safe, AC/DC 24 V, 2...10 V, terminals | 298.00
LMB24-SR-T.1 | Damper Actuator | Air | Damper Actuator, 45 in-lb [5 Nm], Non fail-safe, AC/DC 24 V, 2...10 V, terminals Multipack 36 pcs. | 277.00
LMCB24-3 | Damper Actuator | Air | Damper Actuator, 45 in-lb [5 Nm], Non fail-safe, AC/DC 24 V, On/Off, Floating point | 258.00
LMCB24-3-T | Damper Actuator | Air | Damper Actuator, 45 in-lb [5 Nm], Non fail-safe, AC/DC 24 V, On/Off, Floating point, terminals | 235.00
LMCB24-SR | Damper Actuator | Air | Damper Actuator, 45 in-lb [5 Nm], Non fail-safe, AC/DC 24 V, 2...10 V, modulating | 394.00
LMCB24-SR-T | Damper Actuator | Air | Damper Actuator, 45 in-lb [5 Nm], Non fail-safe, AC/DC 24 V, 2...10 V, terminals | 366.00
LMQB24-1 | Damper Actuator | Air | Damper Actuator, 35 in-lb [4 Nm], Non fail-safe, AC/DC 24 V, On/Off | 528.00
LMQB24-MFT | Damper Actuator | Air | Damper Actuator, 35 in-lb [4 Nm], Non fail-safe, AC/DC 24 V, 2...10 V, MFT/programmable | 591.00
LMQX24-1 | Damper Actuator | Air | Configurable Damper Actuator, 35 in-lb [4 Nm], Non fail-safe, AC/DC 24 V, On/Off | 527.00
LMQX24-MFT | Damper Actuator | Air | Configurable Damper Actuator, 35 in-lb [4 Nm], Non fail-safe, AC/DC 24 V, 2...10 V, MFT/programmable | 590.00
LMV-D3-MFT | VAV | Room and system | Volumetric flow controller VAV-Compact, 45 in-lb [5 Nm], AC/DC 24 V, MP-Bus, IP54 | 506.00
LMV-D3-MOD | VAV | Room and system | Volumetric flow controller VAV-Compact, 45 in-lb [5 Nm], AC/DC 24 V, BACnet MS/TP, Modbus RTU, MP-Bus, IP54 | 556.00
LMV-D3-MP | VAV | Room and system | Volumetric flow controller VAV-Compact, 45 in-lb [5 Nm], AC/DC 24 V, MP-Bus, IP54 | 506.00
LMX120-3 | Damper Actuator | Air | Configurable Damper Actuator, 45 in-lb [5 Nm], Non fail-safe, AC 100...240 V, On/Off, Floating point | 264.00
LMX120-3-F | Damper Actuator | Air | Configurable Damper Actuator, 45 in-lb [5 Nm], Non fail-safe, AC 100...240 V, On/Off, Floating point | 262.00
LMX120-SR | Damper Actuator | Air | Configurable Damper Actuator, 45 in-lb [5 Nm], Non fail-safe, AC 100...240 V, 2...10 V, modulating | 407.00
LMX120-SR-F | Damper Actuator | Air | Configurable Damper Actuator, 45 in-lb [5 Nm], Non fail-safe, AC 100...240 V, 2...10 V, modulating | 405.00
LMX24-3 | Damper Actuator | Air | Configurable Damper Actuator, 45 in-lb [5 Nm], Non fail-safe, AC/DC 24 V, On/Off, Floating point | 208.00
LMX24-3-F | Damper Actuator | Air | Configurable Damper Actuator, 45 in-lb [5 Nm], Non fail-safe, AC/DC 24 V, On/Off, Floating point | 225.00
LMX24-3-P5-T | Damper Actuator | Air | Configurable Damper Actuator, 45 in-lb [5 Nm], Non fail-safe, AC/DC 24 V, On/Off, Floating point, terminals | 313.00
LMX24-3-S | Damper Actuator | Air | Configurable Damper Actuator, 45 in-lb [5 Nm], Non fail-safe, AC/DC 24 V, On/Off, Floating point, 1 x SPDT | 309.00
LMX24-3-T | Damper Actuator | Air | Configurable Damper Actuator, 45 in-lb [5 Nm], Non fail-safe, AC/DC 24 V, On/Off, Floating point, terminals | 186.00
LMX24-3-X1 | Valve Actuator | Water | Configurable Valve Actuator, Non fail-safe, AC/DC 24 V, On/Off, Floating point | 232.00
LMX24-LON | Damper Actuator | Air | Configurable Damper Actuator, 45 in-lb [5 Nm], Non fail-safe, AC/DC 24 V, modulating, communicative, Hybrid, LON (FTT-10A) | 923.00
LMX24-MFT | Damper Actuator | Air | Configurable Damper Actuator, 45 in-lb [5 Nm], Non fail-safe, AC/DC 24 V, 2...10 V, MFT/programmable | 439.00
LMX24-MFT95 | Damper Actuator | Air | Configurable Damper Actuator, 45 in-lb [5 Nm], Non fail-safe, AC/DC 24 V, 0...135 Ω, MFT/programmable | 506.00
LMX24-MFT-X1 | Valve Actuator | Water | Configurable Valve Actuator, Non fail-safe, AC/DC 24 V, 2...10 V, MFT/programmable | 466.00
LMX24-SR | Damper Actuator | Air | Configurable Damper Actuator, 45 in-lb [5 Nm], Non fail-safe, AC/DC 24 V, 2...10 V, modulating | 333.00
LMX24-SR-F | Damper Actuator | Air | Configurable Damper Actuator, 45 in-lb [5 Nm], Non fail-safe, AC/DC 24 V, 2...10 V, modulating | 345.00
LMX24-SR-T | Damper Actuator | Air | Configurable Damper Actuator, 45 in-lb [5 Nm], Non fail-safe, AC/DC 24 V, 2...10 V, terminals | 301.00
LR24A-MOD | Damper Actuator | Water | Rotary Actuator, 45 in-lb [5 Nm], AC/DC 24 V, BACnet MS/TP, Modbus RTU, MP-Bus, 90 s, IP54 | 666.00
LRB120-3 | Valve Actuator | Water | Valve Actuator, Non fail-safe, AC 100...240 V, On/Off, Floating point | 312.00
LRB24-3 | Valve Actuator | Water | Valve Actuator, Non fail-safe, AC/DC 24 V, On/Off, Floating point | 249.00
LRB24-3-S | Valve Actuator | Water | Valve Actuator, Non fail-safe, AC/DC 24 V, On/Off, Floating point, 1 x SPDT | 352.00
LRB24-3-T | Valve Actuator | Water | Valve Actuator, Non fail-safe, AC/DC 24 V, On/Off, Floating point, terminals | 235.00
LRB24-IP | Valve Actuator | Water | Valve Actuator, Non fail-safe, AC/DC 24 V, modulating, Cloud, communicative, Hybrid, BACnet IP Modbus TCP | 667.00
LRB24-MFT | Valve Actuator | Water | Valve Actuator, Non fail-safe, AC/DC 24 V, 2...10 V, MFT/programmable | 489.00
LRB24-SR | Valve Actuator | Water | Valve Actuator, Non fail-safe, AC/DC 24 V, 2...10 V, modulating | 369.00
LRB24-SR-T | Valve Actuator | Water | Valve Actuator, Non fail-safe, AC/DC 24 V, 2...10 V, terminals, modulating | 361.00
LRCB24-3 | Valve Actuator | Water | Valve Actuator, Non fail-safe, AC/DC 24 V, On/Off, Floating point | 296.00
LRCB24-3-S | Valve Actuator | Water | Valve Actuator, Non fail-safe, AC/DC 24 V, On/Off, Floating point, 1 x SPDT | 399.00
LRQX24-1 | Valve Actuator | Water | Configurable Valve Actuator, Non fail-safe, AC/DC 24 V, On/Off | 543.00
LRQX24-MFT | Valve Actuator | Water | Configurable Valve Actuator, Non fail-safe, AC/DC 24 V, 2...10 V, MFT/programmable | 614.00
LRX120-3 | Valve Actuator | Water | Configurable Valve Actuator, Non fail-safe, AC 100...240 V, On/Off, Floating point | 312.00
LRX120-SR | Valve Actuator | Water | Configurable Valve Actuator, Non fail-safe, AC 100...240 V, 2...10 V, modulating | 418.00
LRX24-3 | Valve Actuator | Water | Configurable Valve Actuator, Non fail-safe, AC/DC 24 V, On/Off, Floating point | 249.00
LRX24-3-S | Valve Actuator | Water | Configurable Valve Actuator, Non fail-safe, AC/DC 24 V, On/Off, Floating point, 1 x SPDT | 352.00
LRX24-3-T | Valve Actuator | Water | Configurable Valve Actuator, Non fail-safe, AC/DC 24 V, On/Off, Floating point, terminals | 235.00
LRX24-MFT | Valve Actuator | Water | Configurable Valve Actuator, Non fail-safe, AC/DC 24 V, 2...10 V, MFT/programmable | 489.00
LRX24-MFT95 | Valve Actuator | Water | Configurable Valve Actuator, Non fail-safe, AC/DC 24 V, 0...135 Ω, MFT/programmable | 565.00
LRX24-PC | Valve Actuator | Water | Configurable Valve Actuator, Non fail-safe, AC/DC 24 V, 0...20 V PhC, modulating | 568.00
LRX24-SR | Valve Actuator | Water | Configurable Valve Actuator, Non fail-safe, AC/DC 24 V, 2...10 V, modulating | 369.00
LRX24-SR-T | Valve Actuator | Water | Configurable Valve Actuator, Non fail-safe, AC/DC 24 V, 2...10 V, terminals, modulating | 361.00
M2415-EP | Electrical accessory | Accessory | Replacement flow sensor for EPIV, Ultrasonic 1/2" 15 | 745.00
M2415-EV | Electrical accessory | Accessory | Replacement flow sensor for Belimo Energy Valve™, Ultrasonic 1/2" 15 | 1202.00
M2420-EP | Electrical accessory | Accessory | Replacement flow sensor for EPIV, Ultrasonic 3/4" 20 | 752.00
M2420-EV | Electrical accessory | Accessory | Replacement flow sensor for Belimo Energy Valve™, Ultrasonic 3/4" 20 | 1247.00
M24250-EV | Electrical accessory | Accessory | Replacement flow sensor for Belimo Energy Valve™, Ultrasonic 2 1/2" 65 | 4042
M2425-EP | Electrical accessory | Accessory | Replacement flow sensor for EPIV, Ultrasonic 1" 25 | 988.00
M2425-EV | Electrical accessory | Accessory | Replacement flow sensor for Belimo Energy Valve™, Ultrasonic 1" 25 | 1328.00
M24300-EV | Electrical accessory | Accessory | Replacement flow sensor for Belimo Energy Valve™, Ultrasonic 3" 80 | 4130
M2432-EP | Electrical accessory | Accessory | Replacement flow sensor for EPIV, Ultrasonic 1 1/4" 32 | 1518.00
M2432-EV | Electrical accessory | Accessory | Replacement flow sensor for Belimo Energy Valve™, Ultrasonic 1 1/4" 32 | 1771.00
M24400-EV | Electrical accessory | Accessory | Replacement flow sensor for Belimo Energy Valve™, Ultrasonic 4" 100 | 4239
M2440-EP | Electrical accessory | Accessory | Replacement flow sensor for EPIV, Ultrasonic 1 1/2" 40 | 1629.00
M2440-EV | Electrical accessory | Accessory | Replacement flow sensor for Belimo Energy Valve™, Ultrasonic 1 1/2" 40 | 1852.00
M24500-EV | Electrical accessory | Accessory | Replacement flow sensor for Belimo Energy Valve™, Ultrasonic 5" 125 | 4373
M2450-EP | Electrical accessory | Accessory | Replacement flow sensor for EPIV, Ultrasonic 2" 50 GPM 76 | 1875.00
M2450-EP-100 | Electrical accessory | Accessory | Replacement flow sensor for EPIV, Ultrasonic 2" 50 GPM 100 | 1875.00
M2450-EV | Electrical accessory | Accessory | Replacement flow sensor for Belimo Energy Valve™, Ultrasonic 2" 50 GPM 76 | 2250.00
M2450-EV-100 | Electrical accessory | Accessory | Replacement flow sensor for Belimo Energy Valve™, Ultrasonic 2" 50 GPM 100 | 2198.00
M24600-EV | Electrical accessory | Accessory | Replacement flow sensor for Belimo Energy Valve™, Ultrasonic 6" 150 | 4888
N4 Heater Add-on 230V (-Y) | Electrical accessory | Accessory | Heating, with adjustable thermostat | 500
N4 Heater Add-on 24V (-H) | Electrical accessory | Accessory | Heating, with adjustable thermostat | 500
NFB24 | Damper Actuator | Air | Damper Actuator, 90 in-lb [10 Nm], Spring return, AC/DC 24 V, On/Off | 487.00
NFB24-MFT | Damper Actuator | Air | Damper Actuator, 90 in-lb [10 Nm], Spring return, AC/DC 24 V, 2...10 V, MFT/programmable | 723.00
NFB24-MFT-S | Damper Actuator | Air | Damper Actuator, 90 in-lb [10 Nm], Spring return, AC/DC 24 V, 2...10 V, 2 x SPDT, MFT/programmable | 838.00
NFB24-S | Damper Actuator | Air | Damper Actuator, 90 in-lb [10 Nm], Spring return, AC/DC 24 V, On/Off, 2 x SPDT | 602.00
NFB24-SR | Damper Actuator | Air | Damper Actuator, 90 in-lb [10 Nm], Spring return, AC/DC 24 V, 2...10 V, modulating | 651.00
NFB24-SR-S | Damper Actuator | Air | Damper Actuator, 90 in-lb [10 Nm], Spring return, AC/DC 24 V, 2...10 V, 2 x SPDT, modulating | 766.00
NFB24-SR-S-X1 | Valve Actuator | Water | Valve Actuator, Spring return, AC/DC 24 V, 2...10 V, 2 x SPDT, modulating | 762.00
NFB24-SR-X1 | Valve Actuator | Water | Valve Actuator, Spring return, AC/DC 24 V, 2...10 V, modulating | 650.00
NFB24-X1 | Valve Actuator | Water | Valve Actuator, Spring return, AC/DC 24 V, On/Off | 486.00
NFBUP | Damper Actuator | Air | Damper Actuator, 90 in-lb [10 Nm], Spring return, AC 24...240 V / DC 24...125 V, On/Off | 552.00
NFBUP-S | Damper Actuator | Air | Damper Actuator, 90 in-lb [10 Nm], Spring return, AC 24...240 V / DC 24...125 V, On/Off, 2 x SPDT | 666.00
NFBUP-S-X1 | Valve Actuator | Water | Valve Actuator, Spring return, AC 24...240 V / DC 24...125 V, On/Off, 2 x SPDT | 662.00
NFBUP-X1 | Valve Actuator | Water | Valve Actuator, Spring return, AC 24...240 V / DC 24...125 V, On/Off | 549.00
NFX24 | Damper Actuator | Air | Configurable Damper Actuator, 90 in-lb [10 Nm], Spring return, AC/DC 24 V, On/Off | 487.00
NFX24 N4 | Damper Actuator | Air | Configurable Damper Actuator, 90 in-lb [10 Nm], Spring return, AC/DC 24 V, On/Off, NEMA 4X | 1214.00
NFX24-MFT | Damper Actuator | Air | Configurable Damper Actuator, 90 in-lb [10 Nm], Spring return, AC/DC 24 V, 2...10 V, MFT/programmable | 723.00
NFX24-MFT N4 | Damper Actuator | Air | Configurable Damper Actuator, 90 in-lb [10 Nm], Spring return, AC/DC 24 V, 2...10 V, NEMA 4X, MFT/programmable | 1451.00
NFX24-MFT-S | Damper Actuator | Air | Configurable Damper Actuator, 90 in-lb [10 Nm], Spring return, AC/DC 24 V, 2...10 V, 2 x SPDT, MFT/programmable | 838.00
NFX24-MFT-S N4 | Damper Actuator | Air | Configurable Damper Actuator, 90 in-lb [10 Nm], Spring return, AC/DC 24 V, 2...10 V, 2 x SPDT, NEMA 4X, MFT/programmable | 1566.00
NFX24-MFT-S-X1 | Valve Actuator | Water | Configurable Valve Actuator, Spring return, AC/DC 24 V, 2...10 V, 2 x SPDT, MFT/programmable | 835.00
NFX24-MFT-X1 | Valve Actuator | Water | Configurable Valve Actuator, Spring return, AC/DC 24 V, 2...10 V, MFT/programmable | 721.00
NFX24-S | Damper Actuator | Air | Configurable Damper Actuator, 90 in-lb [10 Nm], Spring return, AC/DC 24 V, On/Off, 2 x SPDT | 602.00
NFX24-S N4 | Damper Actuator | Air | Configurable Damper Actuator, 90 in-lb [10 Nm], Spring return, AC/DC 24 V, On/Off, 2 x SPDT, NEMA 4X | 1329.00
NFX24-SR | Damper Actuator | Air | Configurable Damper Actuator, 90 in-lb [10 Nm], Spring return, AC/DC 24 V, 2...10 V, modulating | 651.00
NFX24-SR N4 | Damper Actuator | Air | Configurable Damper Actuator, 90 in-lb [10 Nm], Spring return, AC/DC 24 V, 2...10 V, NEMA 4X, modulating | 1378.00
NFX24-SR-S | Damper Actuator | Air | Configurable Damper Actuator, 90 in-lb [10 Nm], Spring return, AC/DC 24 V, 2...10 V, 2 x SPDT, modulating | 766.00
NFX24-SR-S N4 | Damper Actuator | Air | Configurable Damper Actuator, 90 in-lb [10 Nm], Spring return, AC/DC 24 V, 2...10 V, 2 x SPDT, NEMA 4X, modulating | 1492.00
NFXUP | Damper Actuator | Air | Configurable Damper Actuator, 90 in-lb [10 Nm], Spring return, AC 24...240 V / DC 24...125 V, On/Off | 552.00
NFXUP N4 | Damper Actuator | Air | Configurable Damper Actuator, 90 in-lb [10 Nm], Spring return, AC 24...240 V / DC 24...125 V, On/Off, NEMA 4X | 1277.00
NFXUP-S | Damper Actuator | Air | Configurable Damper Actuator, 90 in-lb [10 Nm], Spring return, AC 24...240 V / DC 24...125 V, On/Off, 2 x SPDT | 666.00
NFXUP-S N4 | Damper Actuator | Air | Configurable Damper Actuator, 90 in-lb [10 Nm], Spring return, AC 24...240 V / DC 24...125 V, On/Off, 2 x SPDT, NEMA 4X | 1391.00
NKQB24-1 | Damper Actuator | Air | Damper Actuator, 54 in-lb [6 Nm], Electronic fail-safe, AC/DC 24 V, On/Off | 941.00
NKQB24-SR | Damper Actuator | Air | Damper Actuator, 54 in-lb [6 Nm], Electronic fail-safe, AC/DC 24 V, 2...10 V, modulating | 997.00
NKQX24-1 | Damper Actuator | Air | Configurable Damper Actuator, 54 in-lb [6 Nm], Electronic fail-safe, AC/DC 24 V, On/Off | 940.00
NKQX24-MFT | Damper Actuator | Air | Configurable Damper Actuator, 54 in-lb [6 Nm], Electronic fail-safe, AC/DC 24 V, 2...10 V, MFT/programmable | 1078.00
NKQX24-SR | Damper Actuator | Air | Configurable Damper Actuator, 54 in-lb [6 Nm], Electronic fail-safe, AC/DC 24 V, 2...10 V, modulating | 996.00
NKRQX24-MFT | Valve Actuator | Water | Configurable Valve Actuator, Electronic fail-safe, AC/DC 24 V, 2...10 V, MFT/programmable | 1069.00
NM24A-MOD | Damper Actuator | Air | Rotary Actuator, 90 in-lb [10 Nm], AC/DC 24 V, BACnet MS/TP, Modbus RTU, MP-Bus, 150 s, IP54 | 574.00
NMB24-3 | Damper Actuator | Air | Damper Actuator, 90 in-lb [10 Nm], Non fail-safe, AC/DC 24 V, On/Off, Floating point | 294.00
NMB24-3-X1 | Valve Actuator | Water | Valve Actuator, Non fail-safe, AC/DC 24 V, On/Off, Floating point | 319.00
NMB24-IP | Damper Actuator | Air | Damper Actuator, 90 in-lb [10 Nm], Non fail-safe, AC/DC 24 V, modulating, Cloud, communicative, Hybrid, BACnet IP Modbus TCP | 649.00
NMB24-MFT | Damper Actuator | Air | Damper Actuator, 90 in-lb [10 Nm], Non fail-safe, AC/DC 24 V, 2...10 V, MFT/programmable | 524.00
NMB24-SR | Damper Actuator | Air | Damper Actuator, 90 in-lb [10 Nm], Non fail-safe, AC/DC 24 V, 2...10 V, modulating | 413.00
NMB24-SR-T | Damper Actuator | Air | Damper Actuator, 90 in-lb [10 Nm], Non fail-safe, AC/DC 24 V, 2...10 V, terminals | 379.00
NMCB24-3 | Damper Actuator | Air | Damper Actuator, 90 in-lb [10 Nm], Non fail-safe, AC/DC 24 V, On/Off, Floating point | 351.00
NMCB24-SR | Damper Actuator | Air | Damper Actuator, 90 in-lb [10 Nm], Non fail-safe, AC/DC 24 V, 2...10 V, modulating | 473.00
NMCX24-MFT | Damper Actuator | Air | Configurable Damper Actuator, 90 in-lb [10 Nm], Non fail-safe, AC/DC 24 V, 2...10 V, MFT/programmable | 613.00
NMQB24-1 | Damper Actuator | Air | Damper Actuator, 70 in-lb [8 Nm], Non fail-safe, AC/DC 24 V, On/Off | 619.00
NMQB24-MFT | Damper Actuator | Air | Damper Actuator, 70 in-lb [8 Nm], Non fail-safe, AC/DC 24 V, 2...10 V, MFT/programmable | 674.00
NMQX24-1 | Damper Actuator | Air | Configurable Damper Actuator, 70 in-lb [8 Nm], Non fail-safe, AC/DC 24 V, On/Off | 619.00
NMQX24-MFT | Damper Actuator | Air | Configurable Damper Actuator, 70 in-lb [8 Nm], Non fail-safe, AC/DC 24 V, 2...10 V, MFT/programmable | 674.00
NMV-D3-MFT | VAV | Room and system | Volumetric flow controller VAV-Compact, 90 in-lb [10 Nm], AC/DC 24 V, MP-Bus, IP54 | 591.00
NMV-D3-MOD | VAV | Room and system | Volumetric flow controller VAV-Compact, 90 in-lb [10 Nm], AC/DC 24 V, BACnet MS/TP, Modbus RTU, MP-Bus, IP54 | 641.00
NMV-D3-MP | VAV | Room and system | Volumetric flow controller VAV-Compact, 90 in-lb [10 Nm], AC/DC 24 V, MP-Bus, IP54 | 591.00
NMX120-3 | Damper Actuator | Air | Configurable Damper Actuator, 90 in-lb [10 Nm], Non fail-safe, AC 100...240 V, On/Off, Floating point | 341.00
NMX120-3-F | Damper Actuator | Air | Configurable Damper Actuator, 90 in-lb [10 Nm], Non fail-safe, AC 100...240 V, On/Off, Floating point | 341.00
NMX120-SR | Damper Actuator | Air | Configurable Damper Actuator, 90 in-lb [10 Nm], Non fail-safe, AC 100...240 V, 2...10 V, modulating | 485.00
NMX120-SR-F | Damper Actuator | Air | Configurable Damper Actuator, 90 in-lb [10 Nm], Non fail-safe, AC 100...240 V, 2...10 V, modulating | 485.00
NMX24-3 | Damper Actuator | Air | Configurable Damper Actuator, 90 in-lb [10 Nm], Non fail-safe, AC/DC 24 V, On/Off, Floating point | 294.00
NMX24-3-F | Damper Actuator | Air | Configurable Damper Actuator, 90 in-lb [10 Nm], Non fail-safe, AC/DC 24 V, On/Off, Floating point | 296.00
NMX24-3-F-T | Damper Actuator | Air | Configurable Damper Actuator, 90 in-lb [10 Nm], Non fail-safe, AC/DC 24 V, On/Off, Floating point, cable | 265.00
NMX24-3-T | Damper Actuator | Air | Configurable Damper Actuator, 90 in-lb [10 Nm], Non fail-safe, AC/DC 24 V, On/Off, Floating point, terminals | 265.00
NMX24-3-T N4 | Damper Actuator | Air | Configurable Damper Actuator, 90 in-lb [10 Nm], Non fail-safe, AC/DC 24 V, On/Off, Floating point, NEMA 4X, terminals | 635.00
NMX24-3-X1 | Valve Actuator | Water | Configurable Valve Actuator, Non fail-safe, AC/DC 24 V, On/Off, Floating point | 319.00
NMX24-LON | Damper Actuator | Air | Configurable Damper Actuator, 90 in-lb [10 Nm], Non fail-safe, AC/DC 24 V, modulating, communicative, Hybrid, LON (FTT-10A) | 1009.00
NMX24-MFT | Damper Actuator | Air | Configurable Damper Actuator, 90 in-lb [10 Nm], Non fail-safe, AC/DC 24 V, 2...10 V, MFT/programmable | 524.00
NMX24-MFT N4 | Damper Actuator | Air | Configurable Damper Actuator, 90 in-lb [10 Nm], Non fail-safe, AC/DC 24 V, 2...10 V, NEMA 4X, MFT/programmable | 895.00
NMX24-MFT95 | Damper Actuator | Air | Configurable Damper Actuator, 90 in-lb [10 Nm], Non fail-safe, AC/DC 24 V, 0...135 Ω, MFT/programmable | 608.00
NMX24-MFT-T N4 | Damper Actuator | Air | Configurable Damper Actuator, 90 in-lb [10 Nm], Non fail-safe, AC/DC 24 V, 2...10 V, NEMA 4X, terminals, MFT/programmable | 863.00
NMX24-MFT-X1 | Valve Actuator | Water | Configurable Valve Actuator, Non fail-safe, AC/DC 24 V, 2...10 V, MFT/programmable | 547.00
NMX24-SR | Damper Actuator | Air | Configurable Damper Actuator, 90 in-lb [10 Nm], Non fail-safe, AC/DC 24 V, 2...10 V, modulating | 413.00
NMX24-SR-T | Damper Actuator | Air | Configurable Damper Actuator, 90 in-lb [10 Nm], Non fail-safe, AC/DC 24 V, 2...10 V, terminals | 379.00
NMX24-SR-T N4 | Damper Actuator | Air | Configurable Damper Actuator, 90 in-lb [10 Nm], Non fail-safe, AC/DC 24 V, 2...10 V, NEMA 4X, terminals, modulating | 754.00
NR24A-MOD | Damper Actuator | Water | Rotary Actuator, 90 in-lb [10 Nm], AC/DC 24 V, BACnet MS/TP, Modbus RTU, MP-Bus, 90 s, IP54 | 702.00
NRQB24-1 | Valve Actuator | Water | Valve Actuator, Non fail-safe, AC/DC 24 V, On/Off | 620.00
NRQX24-MFT | Valve Actuator | Water | Configurable Valve Actuator, Non fail-safe, AC/DC 24 V, 2...10 V, MFT/programmable | 668.00
NRX24-3-T N4 | Valve Actuator | Water | Configurable Valve Actuator, Non fail-safe, AC/DC 24 V, On/Off, Floating point, NEMA 4X, terminals | 644.00
NRX24-MFT | Valve Actuator | Water | Configurable Valve Actuator, Non fail-safe, AC/DC 24 V, 2...10 V, MFT/programmable | 562.00
NRX24-MFT-T N4 | Valve Actuator | Water | Configurable Valve Actuator, Non fail-safe, AC/DC 24 V, 2...10 V, NEMA 4X, terminals | 904.00
NRX24-SR-T N4 | Valve Actuator | Water | Configurable Valve Actuator, Non fail-safe, AC/DC 24 V, 2...10 V, NEMA 4X, terminals | 770.00
NSV24 US | Electrical accessory | Accessory | Battery backup systemFor non-spring return models | 1023.00
NSV-BAT | Electrical accessory | Accessory | Battery, 12 V, 1.2 Ah (two required) | 155.00
P-01RT-5B-0 | Sensor | Air | Room Sensor Temperature passive, manual override and setpoint, Pt1000, white, RAL 9003 | 53.00
P-01RT-5B00L-0 | Sensor | Air | Room Sensor Temperature passive,, PT1000, no logo, with setpoint | 53
P-01RT-5L-0 | Sensor | Air | Room Sensor Temperature passive, manual override and setpoint, NTC10k (10k2), white, RAL 9003 | 36.00
P-01RT-5L00L-0 | Sensor | Air | Room Sensor Temperature passive,, 10k2, no logo, with setpoint | 36
P-01RT-5M-0 | Sensor | Air | Room Sensor Temperature passive, manual override and setpoint, NTC10k3 (Precon), white, RAL 9003 | 36.00
P-01RT-5M00L-0 | Sensor | Air | Room Sensor Temperature passive, 10k3, no logo, with setpoint | 36
P-01RT-5Q-0 | Sensor | Air | Room Sensor Temperature passive, manual override and setpoint, NTC20k, white, RAL 9003 | 38.00
P-01RT-5Q00L-0 | Sensor | Air | Room Sensor Temperature passive, 20k, no logo, with setpoint | 38
P10000A GR | Electrical accessory | Accessory | Feedback potentiometer 10 kΩ add-on, grey | 179.00
P1000A GR | Electrical accessory | Accessory | Feedback potentiometer 1 kΩ add-on, grey | 179.00
P140A GR | Electrical accessory | Accessory | Feedback potentiometer 140 Ω add-on, grey | 179.00
P15000A-F GR | Electrical accessory | Accessory | Feedback potentiometer 15 kΩ gray | 404.00
P2050SU-055+AKRX24-EP2 | EPIV | Water | Configurable Electr. 2-way PI-CCV EPIV fail-safe, AC/DC 24 V, DN 1/2"[15], internal thread, GPM 5.5¦Electronic Pressure Independent Valve (EPIV), 1/2", 2-way, GPM 5.5¦Configurable Valve Actuator, Electronic fail-safe, AC/DC 24 V, 2...10 V, MFT/programmable | 1508.00
P2050SU-055+LRX24-EP2 | EPIV | Water | Configurable Electr. 2-way PI-CCV EPIV, AC/DC 24 V, DN 1/2"[15], internal thread, GPM 5.5¦Electronic Pressure Independent Valve (EPIV), 1/2", 2-way, GPM 5.5¦Configurable Valve Actuator, Non fail-safe, AC/DC 24 V, 2...10 V, MFT/programmable | 1026.00
P2050SU-055+LRX24-EP2-MOD | EPIV | Water | Configurable Electr. 2-way PI-CCV EPIV, AC/DC 24 V, DN 1/2"[15], internal thread, GPM 5.5¦Electronic Pressure Independent Valve (EPIV), 1/2", 2-way, GPM 5.5¦Configurable Valve Actuator, Non fail-safe, AC/DC 24 V, 2...10 V, communicative | 1110.00
P2075SU-103+AKRX24-EP2 | EPIV | Water | Configurable Electr. 2-way PI-CCV EPIV fail-safe, AC/DC 24 V, DN 3/4"[20], internal thread, GPM 10.3¦Electronic Pressure Independent Valve (EPIV), 3/4", 2-way, GPM 10.3¦Configurable Valve Actuator, Electronic fail-safe, AC/DC 24 V, 2...10 V, MFT/programmable | 1524.00
P2075SU-103+LRX24-EP2 | EPIV | Water | Configurable Electr. 2-way PI-CCV EPIV, AC/DC 24 V, DN 3/4"[20], internal thread, GPM 10.3¦Electronic Pressure Independent Valve (EPIV), 3/4", 2-way, GPM 10.3¦Configurable Valve Actuator, Non fail-safe, AC/DC 24 V, 2...10 V, MFT/programmable | 1036.00
P2075SU-103+LRX24-EP2-MOD | EPIV | Water | Configurable Electr. 2-way PI-CCV EPIV, AC/DC 24 V, DN 3/4"[20], internal thread, GPM 10.3¦Electronic Pressure Independent Valve (EPIV), 3/4", 2-way, GPM 10.3¦Configurable Valve Actuator, Non fail-safe, AC/DC 24 V, 2...10 V, communicative | 1132.00
P2100SU-182+AKRX24-EP2 | EPIV | Water | Configurable Electr. 2-way PI-CCV EPIV fail-safe, AC/DC 24 V, DN 1"[25], internal thread, GPM 18.2¦Electronic Pressure Independent Valve (EPIV), 1", 2-way, GPM 18.2¦Configurable Valve Actuator, Electronic fail-safe, AC/DC 24 V, 2...10 V, MFT/programmable | 1557.00
P2100SU-182+LRX24-EP2 | EPIV | Water | Configurable Electr. 2-way PI-CCV EPIV, AC/DC 24 V, DN 1"[25], internal thread, GPM 18.2¦Electronic Pressure Independent Valve (EPIV), 1", 2-way, GPM 18.2¦Configurable Valve Actuator, Non fail-safe, AC/DC 24 V, 2...10 V, MFT/programmable | 1059.00
P2100SU-182+LRX24-EP2-MOD | EPIV | Water | Configurable Electr. 2-way PI-CCV EPIV, AC/DC 24 V, DN 1"[25], internal thread, GPM 18.2¦Electronic Pressure Independent Valve (EPIV), 1", 2-way, GPM 18.2¦Configurable Valve Actuator, Non fail-safe, AC/DC 24 V, 2...10 V, communicative | 1170.00
P2125SU-285+AKRX24-EP2 | EPIV | Water | Configurable Electr. 2-way PI-CCV EPIV fail-safe, AC/DC 24 V, DN 1 1/4"[32], internal thread, GPM 28.5¦Electronic Pressure Independent Valve (EPIV), 1 1/4", 2-way, GPM 28.5¦Configurable Valve Actuator, Electronic fail-safe, AC/DC 24 V, 2...10 V, MFT/programmable | 2240.00
P2125SU-285+NRX24-EP2 | EPIV | Water | Configurable Electr. 2-way PI-CCV EPIV, AC/DC 24 V, DN 1 1/4"[32], internal thread, GPM 28.5¦Electronic Pressure Independent Valve (EPIV), 1 1/4", 2-way, GPM 28.5¦Configurable Valve Actuator, Non fail-safe, AC/DC 24 V, 2...10 V, MFT/programmable | 1862.00
P2125SU-285+NRX24-EP2-MOD | EPIV | Water | Configurable Electr. 2-way PI-CCV EPIV, AC/DC 24 V, DN 1 1/4"[32], internal thread, GPM 28.5¦Electronic Pressure Independent Valve (EPIV), 1 1/4", 2-way, GPM 28.5¦Configurable Valve Actuator, Non fail-safe, AC/DC 24 V, 2...10 V, communicative | 2050.00
P2150SU-396+AKRX24-EP2 | EPIV | Water | Configurable Electr. 2-way PI-CCV EPIV fail-safe, AC/DC 24 V, DN 1 1/2"[40], internal thread, GPM 39.6¦Electronic Pressure Independent Valve (EPIV), 1 1/2", 2-way, GPM 39.6¦Configurable Valve Actuator, Electronic fail-safe, AC/DC 24 V, 2...10 V, MFT/programmable | 2476.00
P2150SU-396+NRX24-EP2 | EPIV | Water | Configurable Electr. 2-way PI-CCV EPIV, AC/DC 24 V, DN 1 1/2"[40], internal thread, GPM 39.6¦Electronic Pressure Independent Valve (EPIV), 1 1/2", 2-way, GPM 39.6¦Configurable Valve Actuator, Non fail-safe, AC/DC 24 V, 2...10 V, MFT/programmable | 2000.00
P2150SU-396+NRX24-EP2-MOD | EPIV | Water | Configurable Electr. 2-way PI-CCV EPIV, AC/DC 24 V, DN 1 1/2"[40], internal thread, GPM 39.6¦Electronic Pressure Independent Valve (EPIV), 1 1/2", 2-way, GPM 39.6¦Configurable Valve Actuator, Non fail-safe, AC/DC 24 V, 2...10 V, communicative | 2201.00
P2200SU-1000+AKRX24-EP2 | EPIV | Water | Configurable Electr. 2-way PI-CCV EPIV fail-safe, AC/DC 24 V, DN 2"[50], internal thread, GPM 100¦Electronic Pressure Independent Valve (EPIV), 2", 2-way, GPM 100¦Configurable Valve Actuator, Electronic fail-safe, AC/DC 24 V, 2...10 V, MFT/programmable | 2765.00
P2200SU-1000+ARX24-EP2 | EPIV | Water | Configurable Electr. 2-way PI-CCV EPIV, AC/DC 24 V, DN 2"[50], internal thread, GPM 100¦Electronic Pressure Independent Valve (EPIV), 2", 2-way, GPM 100¦Configurable Valve Actuator, Non fail-safe, AC/DC 24 V, 2...10 V, MFT/programmable | 2349.00
P2200SU-1000+ARX24-EP2-MOD | EPIV | Water | Configurable Electr. 2-way PI-CCV EPIV, AC/DC 24 V, DN 2"[50], internal thread, GPM 100¦Electronic Pressure Independent Valve (EPIV), 2", 2-way, GPM 100¦Configurable Valve Actuator, Non fail-safe, AC/DC 24 V, 2...10 V, communicative | 2583.00
P2200SU-761+AKRX24-EP2 | EPIV | Water | Configurable Electr. 2-way PI-CCV EPIV fail-safe, AC/DC 24 V, DN 2"[50], internal thread, GPM 76¦Electronic Pressure Independent Valve (EPIV), 2", 2-way, GPM 76¦Configurable Valve Actuator, Electronic fail-safe, AC/DC 24 V, 2...10 V, MFT/programmable | 2765.00
P2200SU-761+ARX24-EP2 | EPIV | Water | Configurable Electr. 2-way PI-CCV EPIV, AC/DC 24 V, DN 2"[50], internal thread, GPM 76¦Electronic Pressure Independent Valve (EPIV), 2", 2-way, GPM 76¦Configurable Valve Actuator, Non fail-safe, AC/DC 24 V, 2...10 V, MFT/programmable | 2349.00
P2200SU-761+ARX24-EP2-MOD | EPIV | Water | Configurable Electr. 2-way PI-CCV EPIV, AC/DC 24 V, DN 2"[50], internal thread, GPM 76¦Electronic Pressure Independent Valve (EPIV), 2", 2-way, GPM 76¦Configurable Valve Actuator, Non fail-safe, AC/DC 24 V, 2...10 V, communicative | 2583.00
P2800A GR | Electrical accessory | Accessory | Feedback potentiometer 2.8 kΩ add-on, grey | 179.00
P3050B6-K+LRX24-LP-EP6 | EPIV | Water | Configurable Electr. 6-way PI-CCV EPIV, AC/DC 24 V, BACnet MS/TP, DN 1/2"[15], internal thread, GPM 5.5, Seq 2 GPM 5.5 v'nom, Seq 1 GPM 5.5 v'nom¦Electronic Pressure Independent Valve (6-way EPIV), 1/2", 6-way, 5.5 v'nom, 5.5 v'nom¦Configurable Valve Actuator, Non fail-safe, AC/DC 24 V, 2...10 V, MFT/programmable | 1573.00
P3050B6-KS+LRX24-LP-EP6 | Electronic Pressure Independent Valve | Water | Configurable Electr. 6-way PI-CCV EPIV, AC/DC 24 V, BACnet MS/TP, DN 1/2"[15], internal thread, GPM 5.5, Seq 2 GPM 5.5 v'nom, Seq 1 GPM 5.5 v'nom¦Electronic Pressure Independent Valve (6-way EPIV), 1/2", 6-way, 5.5 v'nom, 5.5 v'nom¦Configurable Valve Actuator, Non fail-safe, AC/DC 24 V, 2...10 V, MFT/programmable | 1573.00
P3075B6-J+LRX24-LP-EP6 | EPIV | Water | Configurable Electr. 6-way PI-CCV EPIV, AC/DC 24 V, BACnet MS/TP, DN 3/4"[20], internal thread, GPM 10.3, Seq 2 GPM 10.3 v'nom, Seq 1 GPM 10.3 v'nom¦Electronic Pressure Independent Valve (6-way EPIV), 3/4", 6-way, 10.3 v'nom, 10.3 v'nom¦Configurable Valve Actuator, Non fail-safe, AC/DC 24 V, 2...10 V, MFT/programmable | 1766.00
P3075B6-JS+LRX24-LP-EP6 | Electronic Pressure Independent Valve | Water | Configurable Electr. 6-way PI-CCV EPIV, AC/DC 24 V, BACnet MS/TP, DN 3/4"[20], internal thread, GPM 10.3, Seq 2 GPM 10.3 v'nom, Seq 1 GPM 10.3 v'nom¦Electronic Pressure Independent Valve (6-way EPIV), 3/4", 6-way, 10.3 v'nom, 10.3 v'nom¦Configurable Valve Actuator, Non fail-safe, AC/DC 24 V, 2...10 V, MFT/programmable | 1766.00
P475 | Electrical accessory | Accessory | Auxiliary switchFor 1/2" diameter shafts mount | 214.00
P475-1 | Electrical accessory | Accessory | Auxiliary switchFor 1" diameter shafts mount | 229.00
P5000A GR | Electrical accessory | Accessory | Feedback potentiometer 5 kΩ add-on, grey | 179.00
P500A GR | Electrical accessory | Accessory | Feedback potentiometer 500 Ω add-on, grey | 179.00
P6250SU-127+AKRX24-EP2 | EPIV | Water | Configurable Electr. 2-way PI-CCV EPIV fail-safe, AC/DC 24 V, DN 2 1/2"[65], flange, ANSI Class 125, GPM 127¦Electronic Pressure Independent Valve (EPIV), 2 1/2", 2-way, ANSI Class 125, GPM 127¦Configurable Valve Actuator, Electronic fail-safe, AC/DC 24 V, 2...10 V, MFT/programmable | 9318.00
P6250SU-127+ARX24-EP2 | EPIV | Water | Configurable Electr. 2-way PI-CCV EPIV, AC/DC 24 V, DN 2 1/2"[65], flange, ANSI Class 125, GPM 127¦Electronic Pressure Independent Valve (EPIV), 2 1/2", 2-way, ANSI Class 125, GPM 127¦Configurable Valve Actuator, Non fail-safe, AC/DC 24 V, 2...10 V, MFT/programmable | 8265.00
P6250SU-127+ARX24-EP2-MOD | EPIV | Water | Configurable Electr. 2-way PI-CCV EPIV, AC/DC 24 V, DN 2 1/2"[65], flange, ANSI Class 125, GPM 127¦Electronic Pressure Independent Valve (EPIV), 2 1/2", 2-way, ANSI Class 125, GPM 127¦Configurable Valve Actuator, Non fail-safe, AC/DC 24 V, 2...10 V, communicative | 9091.00
P6250SU-127-250+AKRX24-EP2 | EPIV | Water | Configurable Electr. 2-way PI-CCV EPIV fail-safe, AC/DC 24 V, DN 2 1/2"[65], flange, ANSI Class 250, GPM 127¦Electronic Pressure Independent Valve (EPIV), 2 1/2", 2-way, ANSI Class 250, GPM 127¦Configurable Valve Actuator, Electronic fail-safe, AC/DC 24 V, 2...10 V, MFT/programmable | 11962.00
P6250SU-127-250+ARX24-EP2 | EPIV | Water | Configurable Electr. 2-way PI-CCV EPIV, AC/DC 24 V, DN 2 1/2"[65], flange, ANSI Class 250, GPM 127¦Electronic Pressure Independent Valve (EPIV), 2 1/2", 2-way, ANSI Class 250, GPM 127¦Configurable Valve Actuator, Non fail-safe, AC/DC 24 V, 2...10 V, MFT/programmable | 11009.00
P6250SU-127-250+ARX24-EP2-MOD | EPIV | Water | Configurable Electr. 2-way PI-CCV EPIV, AC/DC 24 V, DN 2 1/2"[65], flange, ANSI Class 250, GPM 127¦Electronic Pressure Independent Valve (EPIV), 2 1/2", 2-way, ANSI Class 250, GPM 127¦Configurable Valve Actuator, Non fail-safe, AC/DC 24 V, 2...10 V, communicative | 12111.00
P6300SU-180+AKRX24-EP2 | EPIV | Water | Configurable Electr. 2-way PI-CCV EPIV fail-safe, AC/DC 24 V, DN 3"[80], flange, ANSI Class 125, GPM 180¦Electronic Pressure Independent Valve (EPIV), 3", 2-way, ANSI Class 125, GPM 180¦Configurable Valve Actuator, Electronic fail-safe, AC/DC 24 V, 2...10 V, MFT/programmable | 11827.00
P6300SU-180+ARX24-EP2 | EPIV | Water | Configurable Electr. 2-way PI-CCV EPIV, AC/DC 24 V, DN 3"[80], flange, ANSI Class 125, GPM 180¦Electronic Pressure Independent Valve (EPIV), 3", 2-way, ANSI Class 125, GPM 180¦Configurable Valve Actuator, Non fail-safe, AC/DC 24 V, 2...10 V, MFT/programmable | 10722.00
P6300SU-180+ARX24-EP2-MOD | EPIV | Water | Configurable Electr. 2-way PI-CCV EPIV, AC/DC 24 V, DN 3"[80], flange, ANSI Class 125, GPM 180¦Electronic Pressure Independent Valve (EPIV), 3", 2-way, ANSI Class 125, GPM 180¦Configurable Valve Actuator, Non fail-safe, AC/DC 24 V, 2...10 V, communicative | 11795.00
P6300SU-180-250+AKRX24-EP2 | EPIV | Water | Configurable Electr. 2-way PI-CCV EPIV fail-safe, AC/DC 24 V, DN 3"[80], flange, ANSI Class 250, GPM 180¦Electronic Pressure Independent Valve (EPIV), 3", 2-way, ANSI Class 250, GPM 180¦Configurable Valve Actuator, Electronic fail-safe, AC/DC 24 V, 2...10 V, MFT/programmable | 14463.00
P6300SU-180-250+ARX24-EP2 | EPIV | Water | Configurable Electr. 2-way PI-CCV EPIV, AC/DC 24 V, DN 3"[80], flange, ANSI Class 250, GPM 180¦Electronic Pressure Independent Valve (EPIV), 3", 2-way, ANSI Class 250, GPM 180¦Configurable Valve Actuator, Non fail-safe, AC/DC 24 V, 2...10 V, MFT/programmable | 13512.00
P6300SU-180-250+ARX24-EP2-MOD | EPIV | Water | Configurable Electr. 2-way PI-CCV EPIV, AC/DC 24 V, DN 3"[80], flange, ANSI Class 250, GPM 180¦Electronic Pressure Independent Valve (EPIV), 3", 2-way, ANSI Class 250, GPM 180¦Configurable Valve Actuator, Non fail-safe, AC/DC 24 V, 2...10 V, communicative | 14863.00
P6400SU-317+GKRX24-EP2 | EPIV | Water | Configurable Electr. 2-way PI-CCV EPIV fail-safe, AC/DC 24 V, DN 4"[100], flange, ANSI Class 125, GPM 317¦Electronic Pressure Independent Valve (EPIV), 4", 2-way, ANSI Class 125, GPM 317¦Configurable Valve Actuator, Electronic fail-safe, AC/DC 24 V, 2...10 V, MFT/programmable | 13554.00
P6400SU-317+GRX24-EP2 | EPIV | Water | Configurable Electr. 2-way PI-CCV EPIV, AC/DC 24 V, DN 4"[100], flange, ANSI Class 125, GPM 317¦Electronic Pressure Independent Valve (EPIV), 4", 2-way, ANSI Class 125, GPM 317¦Configurable Valve Actuator, Non fail-safe, AC/DC 24 V, 2...10 V, MFT/programmable | 12436.00
P6400SU-317+GRX24-EP2-MOD | EPIV | Water | Configurable Electr. 2-way PI-CCV EPIV, AC/DC 24 V, DN 4"[100], flange, ANSI Class 125, GPM 317¦Electronic Pressure Independent Valve (EPIV), 4", 2-way, ANSI Class 125, GPM 317¦Configurable Valve Actuator, Non fail-safe, AC/DC 24 V, 2...10 V, communicative | 13682.00
P6400SU-317-250+GKRX24-EP2 | EPIV | Water | Configurable Electr. 2-way PI-CCV EPIV fail-safe, AC/DC 24 V, DN 4"[100], flange, ANSI Class 250, GPM 317¦Electronic Pressure Independent Valve (EPIV), 4", 2-way, ANSI Class 250, GPM 317¦Configurable Valve Actuator, Electronic fail-safe, AC/DC 24 V, 2...10 V, MFT/programmable | 17309.00
P6400SU-317-250+GRX24-EP2 | EPIV | Water | Configurable Electr. 2-way PI-CCV EPIV, AC/DC 24 V, DN 4"[100], flange, ANSI Class 250, GPM 317¦Electronic Pressure Independent Valve (EPIV), 4", 2-way, ANSI Class 250, GPM 317¦Configurable Valve Actuator, Non fail-safe, AC/DC 24 V, 2...10 V, MFT/programmable | 16358.00
P6400SU-317-250+GRX24-EP2-MOD | EPIV | Water | Configurable Electr. 2-way PI-CCV EPIV, AC/DC 24 V, DN 4"[100], flange, ANSI Class 250, GPM 317¦Electronic Pressure Independent Valve (EPIV), 4", 2-way, ANSI Class 250, GPM 317¦Configurable Valve Actuator, Non fail-safe, AC/DC 24 V, 2...10 V, communicative | 17994.00
P6500SU-495+GKRX24-EP2 | EPIV | Water | Configurable Electr. 2-way PI-CCV EPIV fail-safe, AC/DC 24 V, DN 5"[125], flange, ANSI Class 125, GPM 495¦Electronic Pressure Independent Valve (EPIV), 5", 2-way, ANSI Class 125, GPM 495¦Configurable Valve Actuator, Electronic fail-safe, AC/DC 24 V, 2...10 V, MFT/programmable | 16479.00
P6500SU-495+GRX24-EP2 | EPIV | Water | Configurable Electr. 2-way PI-CCV EPIV, AC/DC 24 V, DN 5"[125], flange, ANSI Class 125, GPM 495¦Electronic Pressure Independent Valve (EPIV), 5", 2-way, ANSI Class 125, GPM 495¦Configurable Valve Actuator, Non fail-safe, AC/DC 24 V, 2...10 V, MFT/programmable | 15363.00
P6500SU-495+GRX24-EP2-MOD | EPIV | Water | Configurable Electr. 2-way PI-CCV EPIV, AC/DC 24 V, DN 5"[125], flange, ANSI Class 125, GPM 495¦Electronic Pressure Independent Valve (EPIV), 5", 2-way, ANSI Class 125, GPM 495¦Configurable Valve Actuator, Non fail-safe, AC/DC 24 V, 2...10 V, communicative | 16900.00
P6500SU-495-250+GKRX24-EP2 | EPIV | Water | Configurable Electr. 2-way PI-CCV EPIV fail-safe, AC/DC 24 V, DN 5"[125], flange, ANSI Class 250, GPM 495¦Electronic Pressure Independent Valve (EPIV), 5", 2-way, ANSI Class 250, GPM 495¦Configurable Valve Actuator, Electronic fail-safe, AC/DC 24 V, 2...10 V, MFT/programmable | 22555.00
P6500SU-495-250+GRX24-EP2 | EPIV | Water | Configurable Electr. 2-way PI-CCV EPIV, AC/DC 24 V, DN 5"[125], flange, ANSI Class 250, GPM 495¦Electronic Pressure Independent Valve (EPIV), 5", 2-way, ANSI Class 250, GPM 495¦Configurable Valve Actuator, Non fail-safe, AC/DC 24 V, 2...10 V, MFT/programmable | 21602.00
P6500SU-495-250+GRX24-EP2-MOD | EPIV | Water | Configurable Electr. 2-way PI-CCV EPIV, AC/DC 24 V, DN 5"[125], flange, ANSI Class 250, GPM 495¦Electronic Pressure Independent Valve (EPIV), 5", 2-way, ANSI Class 250, GPM 495¦Configurable Valve Actuator, Non fail-safe, AC/DC 24 V, 2...10 V, communicative | 23763.00
P6600SU-713+GKRX24-EP2 | EPIV | Water | Configurable Electr. 2-way PI-CCV EPIV fail-safe, AC/DC 24 V, DN 6"[150], flange, ANSI Class 125, GPM 713¦Electronic Pressure Independent Valve (EPIV), 6", 2-way, ANSI Class 125, GPM 713¦Configurable Valve Actuator, Electronic fail-safe, AC/DC 24 V, 2...10 V, MFT/programmable | 20869.00
P6600SU-713+GRX24-EP2 | EPIV | Water | Configurable Electr. 2-way PI-CCV EPIV, AC/DC 24 V, DN 6"[150], flange, ANSI Class 125, GPM 713¦Electronic Pressure Independent Valve (EPIV), 6", 2-way, ANSI Class 125, GPM 713¦Configurable Valve Actuator, Non fail-safe, AC/DC 24 V, 2...10 V, MFT/programmable | 19752.00
P6600SU-713+GRX24-EP2-MOD | EPIV | Water | Configurable Electr. 2-way PI-CCV EPIV, AC/DC 24 V, DN 6"[150], flange, ANSI Class 125, GPM 713¦Electronic Pressure Independent Valve (EPIV), 6", 2-way, ANSI Class 125, GPM 713¦Configurable Valve Actuator, Non fail-safe, AC/DC 24 V, 2...10 V, communicative | 21729.00
P6600SU-713-250+GKRX24-EP2 | EPIV | Water | Configurable Electr. 2-way PI-CCV EPIV fail-safe, AC/DC 24 V, DN 6"[150], flange, ANSI Class 250, GPM 713¦Electronic Pressure Independent Valve (EPIV), 6", 2-way, ANSI Class 250, GPM 713¦Configurable Valve Actuator, Electronic fail-safe, AC/DC 24 V, 2...10 V, MFT/programmable | 27313.00
P6600SU-713-250+GRX24-EP2 | EPIV | Water | Configurable Electr. 2-way PI-CCV EPIV, AC/DC 24 V, DN 6"[150], flange, ANSI Class 250, GPM 713¦Electronic Pressure Independent Valve (EPIV), 6", 2-way, ANSI Class 250, GPM 713¦Configurable Valve Actuator, Non fail-safe, AC/DC 24 V, 2...10 V, MFT/programmable | 26359.00
P6600SU-713-250+GRX24-EP2-MOD | EPIV | Water | Configurable Electr. 2-way PI-CCV EPIV, AC/DC 24 V, DN 6"[150], flange, ANSI Class 250, GPM 713¦Electronic Pressure Independent Valve (EPIV), 6", 2-way, ANSI Class 250, GPM 713¦Configurable Valve Actuator, Non fail-safe, AC/DC 24 V, 2...10 V, communicative | 28996.00
PKBUP-MFT-T | Damper Actuator | Air | Damper Actuator, 1400 in-lb [160 Nm], Electronic fail-safe, AC 24...240 V / DC 24...125 V, 2...10 V, 2 x SPDT | 6018.00
PKRBUP-MFT-T | Valve Actuator | Water | Valve Actuator, Electronic fail-safe, AC 24...240 V / DC 24...125 V, 2...10 V, 2 x SPDT, terminals, BACnet MS/TP Modbus RTU MP-Bus, MFT/programmable | 6211.00
PKRBUP-MFT-T-200 | Valve Actuator | Water | Valve Actuator, Electronic fail-safe, AC 24...240 V / DC 24...125 V, 2...10 V, 2 x SPDT, terminals, BACnet MS/TP Modbus RTU MP-Bus, MFT/programmable | 6211.00
PKRBUP-MFT-T-250 | Valve Actuator | Water | Valve Actuator, Electronic fail-safe, AC 24...240 V / DC 24...125 V, 2...10 V, 2 x SPDT, terminals, BACnet MS/TP Modbus RTU MP-Bus, MFT/programmable | 6211.00
PKRXUP-MFT-T | Valve Actuator | Water | Configurable Valve Actuator, Electronic fail-safe, AC 24...240 V / DC 24...125 V, 2...10 V, 2 x SPDT, terminals, BACnet MS/TP Modbus RTU MP-Bus, MFT/programmable | 6211.00
PKRXUP-MFT-T-200 | Valve Actuator | Water | Configurable Valve Actuator, Electronic fail-safe, AC 24...240 V / DC 24...125 V, 2...10 V, 2 x SPDT, terminals, BACnet MS/TP Modbus RTU MP-Bus, MFT/programmable | 6211.00
PKRXUP-MFT-T-250 | Valve Actuator | Water | Configurable Valve Actuator, Electronic fail-safe, AC 24...240 V / DC 24...125 V, 2...10 V, 2 x SPDT, terminals, BACnet MS/TP Modbus RTU MP-Bus, MFT/programmable | 6211.00
PMBUP-3-T | Damper Actuator | Air | Damper Actuator, 1400 in-lb [160 Nm], Non fail-safe, AC 24...240 V / DC 24...125 V, On/Off, Floating point, 2 x SPDT | 2573.00
PMBUP-MFT-T | Damper Actuator | Air | Damper Actuator, 1400 in-lb [160 Nm], Non fail-safe, AC 24...240 V / DC 24...125 V, 2...10 V, 2 x SPDT | 4931.00
PRBUP-3-T | Valve Actuator | Water | Valve Actuator, Non fail-safe, AC 24...240 V / DC 24...125 V, On/Off, Floating point, 2 x SPDT, terminals | 2645.00
PRBUP-3-T-200 | Valve Actuator | Water | Valve Actuator, Non fail-safe, AC 24...240 V / DC 24...125 V, 2 x SPDT, terminals | 2645.00
PRBUP-3-T-250 | Valve Actuator | Water | Valve Actuator, Non fail-safe, AC 24...240 V / DC 24...125 V, On/Off, Floating point, 2 x SPDT, terminals | 2645.00
PRBUP-MFT-T | Valve Actuator | Water | Valve Actuator, Non fail-safe, AC 24...240 V / DC 24...125 V, 2...10 V, 2 x SPDT, terminals, BACnet MS/TP Modbus RTU MP-Bus, MFT/programmable | 5069.00
PRBUP-MFT-T-200 | Valve Actuator | Water | Valve Actuator, Non fail-safe, AC 24...240 V / DC 24...125 V, 2...10 V, 2 x SPDT, terminals, BACnet MS/TP Modbus RTU MP-Bus, MFT/programmable | 5069.00
PRBUP-MFT-T-250 | Valve Actuator | Water | Valve Actuator, Non fail-safe, AC 24...240 V / DC 24...125 V, 2...10 V, 2 x SPDT, terminals, BACnet MS/TP Modbus RTU MP-Bus, MFT/programmable | 5069.00
PRXUP-3-T | Valve Actuator | Water | Configurable Valve Actuator, Non fail-safe, AC 24...240 V / DC 24...125 V, On/Off, Floating point, 2 x SPDT, terminals | 2645.00
PRXUP-3-T-200 | Valve Actuator | Water | Configurable Valve Actuator, Non fail-safe, AC 24...240 V / DC 24...125 V, On/Off, Floating point, 2 x SPDT, terminals | 2645.00
PRXUP-3-T-250 | Valve Actuator | Water | Configurable Valve Actuator, Non fail-safe, AC 24...240 V / DC 24...125 V, On/Off, Floating point, 2 x SPDT, terminals | 2645.00
PRXUP-MFT-T | Valve Actuator | Water | Configurable Valve Actuator, Non fail-safe, AC 24...240 V / DC 24...125 V, 2...10 V, 2 x SPDT, terminals, BACnet MS/TP Modbus RTU MP-Bus, MFT/programmable | 5069.00
PRXUP-MFT-T-200 | Valve Actuator | Water | Configurable Valve Actuator, Non fail-safe, AC 24...240 V / DC 24...125 V, 2...10 V, 2 x SPDT, terminals, BACnet MS/TP Modbus RTU MP-Bus, MFT/programmable | 5069.00
PRXUP-MFT-T-250 | Valve Actuator | Water | Configurable Valve Actuator, Non fail-safe, AC 24...240 V / DC 24...125 V, 2...10 V, 2 x SPDT, terminals, BACnet MS/TP Modbus RTU MP-Bus, MFT/programmable | 5069.00
PS-100 | Electrical accessory | Accessory | Signal Siumlator, designed to operate most proportional, floating and On/Off style actuators without the presence of a controller | 1776.00
PTA-250 | Electrical accessory | Accessory | Pulse width modulation interface for modulating actuators. | 348.00
S1A | Electrical accessory | Accessory | Auxiliary switch 1 x SPDT add-on | 108.00
S2A | Electrical accessory | Accessory | Auxiliary switch 2 x SPDT add-on | 162.00
S2A-F US | Electrical accessory | Accessory | Auxiliary switch, LF, NF..A, SF..A, BLF, BF, NF-US, AF-US | 386.00
S2A-GV | Electrical accessory | Accessory | 2xSPDT Aux switch for NG GV Actuators 3A (.5A inductive) @ 250 VAC | 162.00
SB-TF | Accessory | Accessory | Screw fastening kit | 43.00
SF24A-MOD | Damper Actuator | Air | Rotary Actuator, 180 in-lb [20 Nm], AC/DC 24 V, BACnet MS/TP, Modbus RTU, MP-Bus, 150 s, IP54 | 870.00
SGA24 | Accessory | Accessory | Positioner for wall mounting | 194.00
SGF24 | Electrical accessory | Accessory | Positioner for front-panel mounting | 169.00
SGVL | Retrofit | Retrofit | Retrofit valve linkageFor Schneider Globe Valve with LV and SV Series Actuators | 60.00
SGVL+LVB24-3 | Retrofit | Retrofit | Retrofit valve linkageFor Schneider Globe Valve with LV and SV Series Actuators¦Valve Actuator, Non fail-safe, AC/DC 24 V, On/Off, Floating point | 673.00
SGVL+LVB24-SR | Retrofit | Retrofit | Retrofit valve linkageFor Schneider Globe Valve with LV and SV Series Actuators¦Valve Actuator, Non fail-safe, AC/DC 24 V, 2...10 V, modulating | 741.00
SGVL+LVKB24-MFT | Retrofit | Retrofit | Retrofit valve linkageFor Schneider Globe Valve with LV and SV Series Actuators¦Valve Actuator, Electronic fail-safe, AC/DC 24 V, 2...10 V, MFT/programmable | 1108.00
SGVL+LVKB24-SR | Retrofit | Retrofit | Retrofit valve linkageFor Schneider Globe Valve with LV and SV Series Actuators¦Valve Actuator, Electronic fail-safe, AC/DC 24 V, 2...10 V, modulating | 991.00
SGVL+LVKX120-3 | Retrofit | Retrofit | Retrofit valve linkageFor Schneider Globe Valve with LV and SV Series Actuators¦Valve Actuator, Electronic fail-safe, AC 100...240 V, On/Off, Floating point | 969.00
SGVL+LVKX24-3 | Retrofit | Retrofit | Retrofit valve linkageFor Schneider Globe Valve with LV and SV Series Actuators¦Valve Actuator, Electronic fail-safe, AC 24 V, On/Off, Floating point | 927.00
SGVL+LVKX24-MFT | Retrofit | Retrofit | Retrofit valve linkageFor Schneider Globe Valve with LV and SV Series Actuators¦Valve Actuator, Electronic fail-safe, AC/DC 24 V, 2...10 V, MFT/programmable | 1106.00
SGVL+LVKX24-SR | Retrofit | Retrofit | Retrofit valve linkageFor Schneider Globe Valve with LV and SV Series Actuators¦Valve Actuator, Electronic fail-safe, AC/DC 24 V, 2...10 V, modulating | 991.00
SGVL+LVX120-3 | Retrofit | Retrofit | Retrofit valve linkageFor Schneider Globe Valve with LV and SV Series Actuators¦Valve Actuator, Non fail-safe, AC 100...240 V, On/Off, Floating point | 709.00
SGVL+LVX24-3 | Retrofit | Retrofit | Retrofit valve linkageFor Schneider Globe Valve with LV and SV Series Actuators¦Valve Actuator, Non fail-safe, AC/DC 24 V, On/Off, Floating point | 673.00
SGVL+LVX24-MFT | Retrofit | Retrofit | Retrofit valve linkageFor Schneider Globe Valve with LV and SV Series Actuators¦Valve Actuator, Non fail-safe, AC/DC 24 V, 2...10 V, MFT/programmable | 812.00
SGVL+LVX24-SR | Retrofit | Retrofit | Retrofit valve linkageFor Schneider Globe Valve with LV and SV Series Actuators¦Valve Actuator, Non fail-safe, AC/DC 24 V, 2...10 V, modulating | 736.00
SGVL+SVB24-SR | Retrofit | Retrofit | Retrofit valve linkageFor Schneider Globe Valve with LV and SV Series Actuators¦Valve Actuator, Non fail-safe, AC/DC 24 V, 2...10 V, modulating | 830.00
SGVL+SVKB24-MFT | Retrofit | Retrofit | Retrofit valve linkageFor Schneider Globe Valve with LV and SV Series Actuators¦Valve Actuator, Electronic fail-safe, AC/DC 24 V, 2...10 V, MFT/programmable | 1170.00
SGVL+SVKB24-SR | Retrofit | Retrofit | Retrofit valve linkageFor Schneider Globe Valve with LV and SV Series Actuators¦Valve Actuator, Electronic fail-safe, AC/DC 24 V, 2...10 V, modulating | 1089.00
SGVL+SVKX120-3 | Retrofit | Retrofit | Retrofit valve linkageFor Schneider Globe Valve with LV and SV Series Actuators¦Valve Actuator, Electronic fail-safe, AC 100...240 V, On/Off, Floating point | 1062.00
SGVL+SVKX24-3 | Retrofit | Retrofit | Retrofit valve linkageFor Schneider Globe Valve with LV and SV Series Actuators¦Valve Actuator, Electronic fail-safe, AC 24 V, On/Off, Floating point | 1021.00
SGVL+SVKX24-MFT | Retrofit | Retrofit | Retrofit valve linkageFor Schneider Globe Valve with LV and SV Series Actuators¦Valve Actuator, Electronic fail-safe, AC/DC 24 V, 2...10 V, MFT/programmable | 1168.00
SGVL+SVKX24-SR | Retrofit | Retrofit | Retrofit valve linkageFor Schneider Globe Valve with LV and SV Series Actuators¦Valve Actuator, Electronic fail-safe, AC/DC 24 V, 2...10 V, modulating | 1089.00
SGVL+SVX120-3 | Retrofit | Retrofit | Retrofit valve linkageFor Schneider Globe Valve with LV and SV Series Actuators¦Valve Actuator, Non fail-safe, AC 100...240 V, On/Off, Floating point | 854.00
SGVL+SVX24-3 | Retrofit | Retrofit | Retrofit valve linkageFor Schneider Globe Valve with LV and SV Series Actuators¦Valve Actuator, Non fail-safe, AC/DC 24 V, On/Off, Floating point | 757.00
SGVL+SVX24-MFT | Retrofit | Retrofit | Retrofit valve linkageFor Schneider Globe Valve with LV and SV Series Actuators¦Valve Actuator, Non fail-safe, AC/DC 24 V, 2...10 V, MFT/programmable | 905.00
SGVL+SVX24-SR | Retrofit | Retrofit | Retrofit valve linkageFor Schneider Globe Valve with LV and SV Series Actuators¦Valve Actuator, Non fail-safe, AC/DC 24 V, 2...10 V, modulating | 830.00
SH10 | Mechanical Accessory | Accessory | Push rod for KG10A ball joint (36” L, 3/8” diameter). | 43.00
SH8 | Mechanical Accessory | Accessory | Push rod for KG6 & KG8 ball joints (36” L, 5/16” diameter). | 34.00
SM24A-MOD | Damper Actuator | Air | Rotary Actuator, 180 in-lb [20 Nm], AC/DC 24 V, BACnet MS/TP, Modbus RTU, MP-Bus, 150 s, IP54 | 704.00
SY10-110 | Valve Actuator | Water | Valve Actuator, Non fail-safe, AC 120 V, On/Off, Floating point, 2 x SPDT | 10649.00
SY10-120MFT | Valve Actuator | Water | Configurable Valve Actuator, Non fail-safe, AC 120 V, 2...10 V, 2 x SPDT, MFT/programmable | 13692.00
SY10-230MFT | Valve Actuator | Water | Configurable Valve Actuator, Non fail-safe, AC 230 V, 2...10 V, 2 x SPDT, MFT/programmable | 13692.00
SY11-110 | Valve Actuator | Water | Valve Actuator, Non fail-safe, AC 120 V, On/Off, Floating point, 2 x SPDT | 14173.00
SY11-120MFT | Valve Actuator | Water | Configurable Valve Actuator, Non fail-safe, AC 120 V, 2...10 V, 2 x SPDT, MFT/programmable | 17232.00
SY11-230MFT | Valve Actuator | Water | Configurable Valve Actuator, Non fail-safe, AC 230 V, 2...10 V, 2 x SPDT, MFT/programmable | 17232.00
SY12-120MFT | Valve Actuator | Water | Configurable Valve Actuator, Non fail-safe, AC 120 V, 2...10 V, 2 x SPDT, MFT/programmable | 18032.00
SY12-230MFT | Valve Actuator | Water | Configurable Valve Actuator, Non fail-safe, AC 230 V, 2...10 V, 2 x SPDT, MFT/programmable | 18032.00
SY4-110 | Valve Actuator | Water | Valve Actuator, Non fail-safe, AC 120 V, On/Off, Floating point, 2 x SPDT | 3521.00
SY4-120MFT | Valve Actuator | Water | Configurable Valve Actuator, Non fail-safe, AC 120 V, 2...10 V, 2 x SPDT, MFT/programmable | 6468.00
SY4-220 | Valve Actuator | Water | Valve Actuator, Non fail-safe, AC 230 V, On/Off, Floating point, 2 x SPDT | 3521.00
SY4-230MFT | Valve Actuator | Water | Configurable Valve Actuator, Non fail-safe, AC 230 V, 2...10 V, 2 x SPDT, MFT/programmable | 6468.00
SY4-24 | Valve Actuator | Water | Valve Actuator, Non fail-safe, AC/DC 24 V, On/Off, Floating point, 2 x SPDT | 3521.00
SY4-24MFT | Valve Actuator | Water | Configurable Valve Actuator, Non fail-safe, AC/DC 24 V, 2...10 V, 2 x SPDT, MFT/programmable | 6468.00
SY5-110 | Valve Actuator | Water | Valve Actuator, Non fail-safe, AC 120 V, On/Off, Floating point, 2 x SPDT | 4071.00
SY5-120MFT | Valve Actuator | Water | Configurable Valve Actuator, Non fail-safe, AC 120 V, 2...10 V, 2 x SPDT, MFT/programmable | 7042.00
SY5-24 | Valve Actuator | Water | Valve Actuator, Non fail-safe, AC/DC 24 V, On/Off, Floating point, 2 x SPDT | 4071.00
SY5-24MFT | Valve Actuator | Water | Configurable Valve Actuator, Non fail-safe, AC/DC 24 V, 2...10 V, 2 x SPDT, MFT/programmable | 7042.00
SY6-110 | Valve Actuator | Water | Valve Actuator, Non fail-safe, AC 120 V, On/Off, Floating point, 2 x SPDT | 4934.00
SY6-120MFT | Valve Actuator | Water | Configurable Valve Actuator, Non fail-safe, AC 120 V, 2...10 V, 2 x SPDT, MFT/programmable | 7953.00
SY7-110 | Valve Actuator | Water | Valve Actuator, Non fail-safe, AC 120 V, On/Off, Floating point, 2 x SPDT | 5924.00
SY7-120MFT | Valve Actuator | Water | Configurable Valve Actuator, Non fail-safe, AC 120 V, 2...10 V, 2 x SPDT, MFT/programmable | 8873.00
SY7-230MFT | Valve Actuator | Water | Configurable Valve Actuator, Non fail-safe, AC 230 V, 2...10 V, 2 x SPDT, MFT/programmable | 8873.00
SY8-110 | Valve Actuator | Water | Valve Actuator, Non fail-safe, AC 120 V, On/Off, Floating point, 2 x SPDT | 8198.00
SY8-120MFT | Valve Actuator | Water | Configurable Valve Actuator, Non fail-safe, AC 120 V, 2...10 V, 2 x SPDT, MFT/programmable | 11213.00
SY8-230MFT | Valve Actuator | Water | Configurable Valve Actuator, Non fail-safe, AC 230 V, 2...10 V, 2 x SPDT, MFT/programmable | 11213.00
SY9-110 | Valve Actuator | Water | Valve Actuator, Non fail-safe, AC 120 V, On/Off, Floating point, 2 x SPDT | 10147.00
SY9-120MFT | Valve Actuator | Water | Configurable Valve Actuator, Non fail-safe, AC 120 V, 2...10 V, 2 x SPDT, MFT/programmable | 13185.00
SY9-230MFT | Valve Actuator | Water | Configurable Valve Actuator, Non fail-safe, AC 230 V, 2...10 V, 2 x SPDT, MFT/programmable | 13185.00
Tagging Charge | Accessory | Accessory | Valve Tagging Fee | 12.00
TFB120 | Damper Actuator | Air | Damper Actuator, 22 in-lb [2.5 Nm], Spring return, AC 100...240 V, On/Off | 385.00
TFB120-S | Damper Actuator | Air | Damper Actuator, 22 in-lb [2.5 Nm], Spring return, AC 100...240 V, On/Off, 1 x SPDT | 454.00
TFB120-SR | Damper Actuator | Air | Damper Actuator, 22 in-lb [2.5 Nm], Spring return, AC 100...240 V, 2...10 V, modulating | 524.00
TFB24 | Damper Actuator | Air | Damper Actuator, 22 in-lb [2.5 Nm], Spring return, AC/DC 24 V, On/Off | 330.00
TFB24-3 | Damper Actuator | Air | Damper Actuator, 22 in-lb [2.5 Nm], Spring return, AC/DC 24 V, On/Off, Floating point | 430.00
TFB24-3-S | Damper Actuator | Air | Damper Actuator, 22 in-lb [2.5 Nm], Spring return, AC/DC 24 V, On/Off, Floating point, 1 x SPDT | 499.00
TFB24-MFT | Damper Actuator | Air | Damper Actuator, 22 in-lb [2.5 Nm], Spring return, AC/DC 24 V, 2...10 V, MFT/programmable | 544.00
TFB24-MFT-S | Damper Actuator | Air | Damper Actuator, 22 in-lb [2.5 Nm], Spring return, AC/DC 24 V, 2...10 V, 1 x SPDT, MFT/programmable | 614.00
TFB24-S | Damper Actuator | Air | Damper Actuator, 22 in-lb [2.5 Nm], Spring return, AC/DC 24 V, On/Off, 1 x SPDT | 400.00
TFB24-SR | Damper Actuator | Air | Damper Actuator, 22 in-lb [2.5 Nm], Spring return, AC/DC 24 V, 2...10 V, modulating | 470.00
TFB24-SR-S | Damper Actuator | Air | Damper Actuator, 22 in-lb [2.5 Nm], Spring return, AC/DC 24 V, 2...10 V, 1 x SPDT, modulating | 540.00
TFCB120-S | Damper Actuator | Air | Damper Actuator, 22 in-lb [2.5 Nm], Spring return, AC 100...240 V, On/Off, 1 x SPDT | 479.00
TF-CC US | Electrical accessory | Accessory | Cable Conduit Connector, 1/2" | 20.00
TFCX120-S | Damper Actuator | Air | Configurable Damper Actuator, 22 in-lb [2.5 Nm], Spring return, AC 100...240 V, On/Off, 1 x SPDT | 479.00
TFLB120 | Damper Actuator | Air | Damper Actuator, 22 in-lb [2.5 Nm], Spring return, AC 100...240 V, On/Off | 386.00
TFLB24 | Damper Actuator | Air | Damper Actuator, 22 in-lb [2.5 Nm], Spring return, AC/DC 24 V, On/Off | 331.00
TF-P | Mechanical Accessory | Accessory | Anti-rotation bracket TF/NKQ/AM/NM/LM. | 9.00
TFRB120 | Valve Actuator | Water | Valve Actuator, Spring return, AC 100...240 V, On/Off | 401.00
TFRB120-S | Valve Actuator | Water | Valve Actuator, Spring return, AC 100...240 V, On/Off, 1 x SPDT | 472.00
TFRB24 | Valve Actuator | Water | Valve Actuator, Spring return, AC/DC 24 V, On/Off | 372.00
TFRB24-3 | Valve Actuator | Water | Valve Actuator, Spring return, AC/DC 24 V, Floating point | 447.00
TFRB24-3-S | Valve Actuator | Water | Valve Actuator, Spring return, AC/DC 24 V, Floating point, 1 x SPDT | 518.00
TFRB24-S | Valve Actuator | Water | Valve Actuator, Spring return, AC/DC 24 V, On/Off, 1 x SPDT | 443.00
TFRB24-SR | Valve Actuator | Water | Valve Actuator, Spring return, AC/DC 24 V, 2...10 V, modulating | 515.00
TFRB24-SR-S | Valve Actuator | Water | Valve Actuator, Spring return, AC/DC 24 V, 2...10 V, 1 x SPDT, modulating | 585.00
TFRX120 | Valve Actuator | Water | Configurable Valve Actuator, Spring return, AC 100...240 V, On/Off | 401.00
TFRX120-S | Valve Actuator | Water | Configurable Valve Actuator, Spring return, AC 100...240 V, On/Off, 1 x SPDT | 472.00
TFRX24 | Valve Actuator | Water | Configurable Valve Actuator, Spring return, AC/DC 24 V, On/Off | 372.00
TFRX24-3 | Valve Actuator | Water | Configurable Valve Actuator, Spring return, AC/DC 24 V, Floating point | 447.00
TFRX24-3-S | Valve Actuator | Water | Configurable Valve Actuator, Spring return, AC/DC 24 V, Floating point, 1 x SPDT | 518.00
TFRX24-MFT | Valve Actuator | Water | Configurable Valve Actuator, Spring return, AC/DC 24 V, 2...10 V, MFT/programmable | 604.00
TFRX24-MFT-S | Valve Actuator | Water | Configurable Valve Actuator, Spring return, AC/DC 24 V, 2...10 V, 1 x SPDT, MFT/programmable | 674.00
TFRX24-S | Valve Actuator | Water | Configurable Valve Actuator, Spring return, AC/DC 24 V, On/Off, 1 x SPDT | 443.00
TFRX24-SR | Valve Actuator | Water | Configurable Valve Actuator, Spring return, AC/DC 24 V, 2...10 V, modulating | 515.00
TFRX24-SR-S | Valve Actuator | Water | Configurable Valve Actuator, Spring return, AC/DC 24 V, 2...10 V, 1 x SPDT, modulating | 585.00
TFX120 | Damper Actuator | Air | Configurable Damper Actuator, 22 in-lb [2.5 Nm], Spring return, AC 100...240 V, On/Off | 385.00
TFX120-S | Damper Actuator | Air | Configurable Damper Actuator, 22 in-lb [2.5 Nm], Spring return, AC 100...240 V, On/Off, 1 x SPDT | 454.00
TFX24 | Damper Actuator | Air | Configurable Damper Actuator, 22 in-lb [2.5 Nm], Spring return, AC/DC 24 V, On/Off | 330.00
TFX24-3 | Damper Actuator | Air | Configurable Damper Actuator, 22 in-lb [2.5 Nm], Spring return, AC/DC 24 V, Floating point | 430.00
TFX24-3-S | Damper Actuator | Air | Configurable Damper Actuator, 22 in-lb [2.5 Nm], Spring return, AC/DC 24 V, Floating point, 1 x SPDT | 499.00
TFX24-MFT | Damper Actuator | Air | Configurable Damper Actuator, 22 in-lb [2.5 Nm], Spring return, AC/DC 24 V, 2...10 V, MFT/programmable | 544.00
TFX24-MFT-S | Damper Actuator | Air | Configurable Damper Actuator, 22 in-lb [2.5 Nm], Spring return, AC/DC 24 V, 2...10 V, 1 x SPDT, MFT/programmable | 614.00
TFX24-S | Damper Actuator | Air | Configurable Damper Actuator, 22 in-lb [2.5 Nm], Spring return, AC/DC 24 V, On/Off, 1 x SPDT | 400.00
TFX24-SR | Damper Actuator | Air | Configurable Damper Actuator, 22 in-lb [2.5 Nm], Spring return, AC/DC 24 V, 2...10 V, modulating | 470.00
TFX24-SR-S | Damper Actuator | Air | Configurable Damper Actuator, 22 in-lb [2.5 Nm], Spring return, AC/DC 24 V, 2...10 V, 1 x SPDT, modulating | 540.00
TOOL-06 | Mechanical Accessory | Accessory | TOOL-06 8mm-10mm Wrench | 0.00
TOOL-07 | Mechanical Accessory | Accessory | TOOL-07 13mm Wrench | 0.00
TR24-3 US | Valve Actuator | Water | Valve Actuator, Non fail-safe, AC 24 V, On/Off, Floating point | 175.00
TR24-3/300 US | Valve Actuator | Water | Valve Actuator, Non fail-safe, AC 24 V, On/Off | 198.00
TR24-3-T US | Valve Actuator | Water | Valve Actuator, Non fail-safe, AC 24 V, On/Off, Floating point, terminals | 160.00
TR24-SR US | Valve Actuator | Water | Valve Actuator, Non fail-safe, AC/DC 24 V, 2...10 V, modulating | 298.00
TR24-SR/300 US | Valve Actuator | Water | Valve Actuator, Non fail-safe, AC/DC 24 V, 2...10 V, modulating | 300.00
TR24-SR-T US | Valve Actuator | Water | Valve Actuator, Non fail-safe, AC/DC 24 V, 2...10 V, terminals, modulating | 286.00
UBLK1000 | Retrofit | Retrofit | For TACO Zone Sentry Zone Valves | 111.00
UBLK1100 | Retrofit | Retrofit | For Erie VM Zone Valves | 111.00
UBLK1200 | Retrofit | Retrofit | For Schneider VBB Ball Valves | 111.00
UBLK8173 | Retrofit | Retrofit | Retrofit valve linkageFor Belimo 2w 1.5" Vic 726 Ball Valve with Belimo Rotary Actuators AF/AM/GM | 420.00
UBSP0004 | Retrofit | Retrofit | Retrofit valve linkage, Retrofit Linkage for Ball Valves | 838.00
UBSP0006 | Retrofit | Retrofit | Retrofit valve linkage, Retrofit Linkage for Ball Valves | 1138.00
UBSP0008 | Retrofit | Retrofit | Retrofit valve linkage, Retrofit Linkage for Ball Valves | 1040.00
UBSP0012 | Retrofit | Retrofit | Retrofit valve linkage, Retrofit Linkage for Ball Valves | 1746.00
UFLK1100 | Retrofit | Retrofit | Retrofit valve linkageFor Bray Butterfly Valves with Belimo Rotary Actuators | 452.00
UFLK1102 | Retrofit | Retrofit | Retrofit valve linkageFor Bray Butterfly Valves with Belimo Rotary Actuators | 575.00
UFLK1108 | Retrofit | Retrofit | Retrofit valve linkageFor Bray Butterfly Valves with Belimo Rotary Actuators | 584.00
UFLK1138 | Retrofit | Retrofit | Retrofit valve linkageFor Bray Butterfly Valves | 825.00
UFLK1140 | Retrofit | Retrofit | Retrofit valve linkageFor Bray Butterfly Valves | 825.00
UFLK1142 | Retrofit | Retrofit | Retrofit valve linkageFor Bray Butterfly Valves | 825.00
UFLK1144 | Retrofit | Retrofit | Retrofit valve linkageFor Bray Butterfly Valves | 953.00
UFLK1200 | Retrofit | Retrofit | Retrofit valve linkageFor Bray Butterfly Valves with Belimo Rotary Actuators | 571.00
UFLK1228 | Retrofit | Retrofit | Retrofit valve linkageFor Bray Butterfly Valves | 819.00
UFLK1230 | Retrofit | Retrofit | Retrofit valve linkageFor Bray Butterfly Valves | 819.00
UFLK1232 | Retrofit | Retrofit | Retrofit valve linkageFor Bray Butterfly Valves | 819.00
UFLK1234 | Retrofit | Retrofit | Retrofit valve linkageFor Bray Butterfly Valves | 819.00
UFLK1236 | Retrofit | Retrofit | Retrofit valve linkageFor Bray Butterfly Valves | 1036.00
UFLK1242 | Retrofit | Retrofit | Retrofit valve linkageFor Bray Butterfly Valves | 1164.00
UFLK1300 | Retrofit | Retrofit | Retrofit valve linkageFor Centerline Butterfly Valves with Belimo Rotary Actuators | 457.00
UFLK1308 | Retrofit | Retrofit | Retrofit valve linkageFor Centerline Butterfly Valves with Belimo Rotary Actuators | 575.00
UFLK1346 | Retrofit | Retrofit | Retrofit valve linkageFor Centerline Butterfly Valves | 825.00
UFLK1348 | Retrofit | Retrofit | Retrofit valve linkageFor Centerline Butterfly Valves | 825.00
UFLK1350 | Retrofit | Retrofit | Retrofit valve linkageFor Centerline Butterfly Valves | 825.00
UFLK1358 | Retrofit | Retrofit | Retrofit valve linkageFor Centerline Butterfly Valves | 885.00
UFLK1452 | Retrofit | Retrofit | Retrofit valve linkageFor Centerline Butterfly Valves | 825.00
UFLK1456 | Retrofit | Retrofit | Retrofit valve linkageFor Centerline Butterfly Valves | 1136.00
UFLK1458 | Retrofit | Retrofit | Retrofit valve linkageFor Centerline Butterfly Valves | 885.00
UFLK1700 | Retrofit | Retrofit | Retrofit valve linkageFor Flowseal Butterfly Valves with Belimo Rotary Actuators | 435.00
UFLK1702 | Retrofit | Retrofit | Retrofit valve linkageFor Flowseal Butterfly Valves with Belimo Rotary Actuators | 575.00
UFLK1708 | Retrofit | Retrofit | Retrofit valve linkageFor Flowseal Butterfly Valves with Belimo Rotary Actuators | 575.00
UFLK1709 | Retrofit | Retrofit | Retrofit valve linkageFor Flowseal Butterfly Valves with Belimo Rotary Actuators | 575.00
UFLK1734 | Retrofit | Retrofit | Retrofit valve linkageFor Flowseal Butterfly Valves | 720.00
UFLK1742 | Retrofit | Retrofit | Retrofit valve linkageFor Flowseal Butterfly Valves | 825.00
UFLK1744 | Retrofit | Retrofit | Retrofit valve linkageFor Flowseal Butterfly Valves | 825.00
UFLK1746 | Retrofit | Retrofit | Retrofit valve linkageFor Flowseal Butterfly Valves | 825.00
UFLK1748 | Retrofit | Retrofit | Retrofit valve linkageFor Flowseal Butterfly Valves | 1136.00
UFLK1752 | Retrofit | Retrofit | Retrofit valve linkageFor Flowseal Butterfly Valves | 1622.00
UFLK1828 | Retrofit | Retrofit | Retrofit valve linkageFor Flowseal Butterfly Valves | 720.00
UFLK1830 | Retrofit | Retrofit | Retrofit valve linkageFor Flowseal Butterfly Valves | 575.00
UFLK1834 | Retrofit | Retrofit | Retrofit valve linkageFor Flowseal Butterfly Valves | 825.00
UFLK1836 | Retrofit | Retrofit | Retrofit valve linkageFor Flowseal Butterfly Valves | 720.00
UFLK1838 | Retrofit | Retrofit | Retrofit valve linkageFor Flowseal Butterfly Valves | 1072.00
UFLK1840 | Retrofit | Retrofit | Retrofit valve linkageFor Flowseal Butterfly Valves | 1072.00
UFLK1844 | Retrofit | Retrofit | Retrofit valve linkageFor Flowseal Butterfly Valves | 1507.00
UFLK2100 | Retrofit | Retrofit | Retrofit valve linkageFor Johnson Butterfly Valves with Belimo Rotary Actuators | 451.00
UFLK2102 | Retrofit | Retrofit | Retrofit valve linkageFor Johnson Butterfly Valves with Belimo Rotary Actuators | 575.00
UFLK2108 | Retrofit | Retrofit | Retrofit valve linkageFor Johnson Butterfly Valves with Belimo Rotary Actuators | 575.00
UFLK2144 | Retrofit | Retrofit | Retrofit valve linkageFor Johnson Butterfly Valves | 885.00
UFLK2158 | Retrofit | Retrofit | Retrofit valve linkageFor Johnson Butterfly Valves | 885.00
UFLK2200 | Retrofit | Retrofit | Retrofit valve linkageFor Keystone Butterfly Valves with Belimo Rotary Actuators | 452.00
UFLK2202 | Retrofit | Retrofit | Retrofit valve linkageFor Keystone Butterfly Valves with Belimo Rotary Actuators | 575.00
UFLK2208 | Retrofit | Retrofit | Retrofit valve linkageFor Keystone Butterfly Valves with Belimo Rotary Actuators | 575.00
UFLK2232 | Retrofit | Retrofit | Retrofit valve linkageFor Keystone Butterfly Valves | 825.00
UFLK2234 | Retrofit | Retrofit | Retrofit valve linkageFor Keystone Butterfly Valves | 825.00
UFLK2236 | Retrofit | Retrofit | Retrofit valve linkageFor Keystone Butterfly Valves | 825.00
UFLK2238 | Retrofit | Retrofit | Retrofit valve linkageFor Keystone Butterfly Valves | 1072.00
UFLK2300 | Retrofit | Retrofit | Retrofit valve linkageFor Keystone Butterfly Valves with Belimo Rotary Actuators | 526.00
UFLK2308 | Retrofit | Retrofit | Retrofit valve linkageFor Keystone Butterfly Valves with Belimo Rotary Actuators | 573.00
UFLK2342 | Retrofit | Retrofit | Retrofit valve linkageFor Keystone Butterfly Valves | 825.00
UFLK2344 | Retrofit | Retrofit | Retrofit valve linkageFor Keystone Butterfly Valves | 872.00
UFLK2346 | Retrofit | Retrofit | Retrofit valve linkageFor Keystone Butterfly Valves | 1064.00
UFLK2356 | Retrofit | Retrofit | Retrofit valve linkageFor Keystone Butterfly Valves | 819.00
UFLK2452 | Retrofit | Retrofit | Retrofit valve linkageFor Keystone Butterfly Valves | 885.00
UFLK2530 | Retrofit | Retrofit | Retrofit valve linkageFor Keystone Butterfly Valves | 885.00
UFLK2600 | Retrofit | Retrofit | Retrofit valve linkageFor Milwaukee Butterfly Valves with Belimo Rotary Actuators | 575.00
UFLK2608 | Retrofit | Retrofit | Retrofit valve linkageFor Milwaukee Butterfly Valves with Belimo Rotary Actuators | 708.00
UFLK2634 | Retrofit | Retrofit | Retrofit valve linkageFor Milwaukee Butterfly Valves | 825.00
UFLK2636 | Retrofit | Retrofit | Retrofit valve linkageFor Milwaukee Butterfly Valves | 825.00
UFLK2700 | Retrofit | Retrofit | Retrofit valve linkageFor Milwaukee Butterfly Valves with Belimo Rotary Actuators | 451.00
UFLK2708 | Retrofit | Retrofit | Retrofit valve linkageFor Milwaukee Butterfly Valves with Belimo Rotary Actuators | 562.00
UFLK2740 | Retrofit | Retrofit | Retrofit valve linkageFor Milwaukee Butterfly Valves | 885.00
UFLK2742 | Retrofit | Retrofit | Retrofit valve linkageFor Milwaukee Butterfly Valves | 885.00
UFLK2744 | Retrofit | Retrofit | Retrofit valve linkageFor Milwaukee Butterfly Valves | 885.00
UFLK2900 | Retrofit | Retrofit | Retrofit valve linkageFor Nibco Butterfly Valves with Belimo Rotary Actuators | 494.00
UFLK2908 | Retrofit | Retrofit | Retrofit valve linkageFor Nibco Butterfly Valves with Belimo Rotary Actuators | 452.00
UFLK2910 | Retrofit | Retrofit | Retrofit valve linkageFor Nibco Butterfly Valves with Belimo Rotary Actuators | 646.00
UFLK2916 | Retrofit | Retrofit | Retrofit valve linkageFor Nibco Butterfly Valves with Belimo Rotary Actuators | 646.00
UFLK2954 | Retrofit | Retrofit | Retrofit valve linkageFor Nibco Butterfly Valves | 825.00
UFLK2956 | Retrofit | Retrofit | Retrofit valve linkageFor Nibco Butterfly Valves | 830.00
UFLK2958 | Retrofit | Retrofit | Retrofit valve linkageFor Nibco DN300/12” LD2/WD2 Butterfly Valves | 965.00
UFLK2960 | Retrofit | Retrofit | Retrofit valve linkageFor Nibco DN350/14” LD1/WD1 Butterfly Valves | 1064.00
UFLK2968 | Retrofit | Retrofit | Retrofit valve linkageFor Nibco Butterfly Valves | 1064.00
UFLK3132 | Retrofit | Retrofit | Retrofit valve linkageFor PDC Butterfly Valves | 825.00
UFLK3308 | Retrofit | Retrofit | Retrofit valve linkageFor Victaulic Butterfly Valves with Belimo Rotary Actuators | 535.00
UFLK3316 | Retrofit | Retrofit | Retrofit valve linkageFor Victaulic Butterfly Valves with Belimo Rotary Actuators | 591.00
UFLK3352 | Retrofit | Retrofit | Retrofit valve linkageFor Victaulic Butterfly Valves | 897.00
UFLK3354 | Retrofit | Retrofit | Retrofit valve linkageFor Victaulic Butterfly Valves | 906.00
UFLK3356 | Retrofit | Retrofit | Retrofit valve linkageFor Victaulic Butterfly Valves | 832.00
UFLK3500 | Retrofit | Retrofit | Retrofit valve linkageFor Centerline Butterfly Valves with Belimo Rotary Actuators | 457.00
UFLK3508 | Retrofit | Retrofit | Retrofit valve linkageFor Centerline Butterfly Valves with Belimo Rotary Actuators | 575.00
UFLK3546 | Retrofit | Retrofit | Retrofit valve linkageFor Centerline Butterfly Valves | 885.00
UFLK3548 | Retrofit | Retrofit | Retrofit valve linkageFor Centerline Butterfly Valves | 956.00
UFLK3550 | Retrofit | Retrofit | Retrofit valve linkageFor Centerline Butterfly Valves | 874.00
UFLK3552 | Retrofit | Retrofit | Retrofit valve linkageFor Centerline Butterfly Valves | 999.00
UFLK3558 | Retrofit | Retrofit | Retrofit valve linkageFor Centerline Butterfly Valves | 1534.00
UFLK3900 | Retrofit | Retrofit | Retrofit valve linkageFor Belimo Butterfly Valves with Belimo Rotary Actuators | 313.00
UFLK3904 | Retrofit | Retrofit | Retrofit valve linkageFor Belimo Butterfly Valves with Belimo Rotary Actuators | 313.00
UFLK3905 | Retrofit | Retrofit | Retrofit valve linkageFor Milwaukee Butterfly Valves with Belimo Rotary Actuators | 415.00
UFLK3910 | Retrofit | Retrofit | Retrofit valve linkageFor Belimo Butterfly Valves with Belimo Rotary Actuators | 430.00
UFLK3918 | Retrofit | Retrofit | Retrofit valve linkageFor Belimo butterfly valve | 304.00
UFLK3920 | Retrofit | Retrofit | Retrofit valve linkageFor Belimo butterfly valve | 304.00
UFLK3924 | Retrofit | Retrofit | Retrofit valve linkageFor Belimo butterfly valve | 430.00
UFLK3926 | Retrofit | Retrofit | Retrofit valve linkageFor Belimo butterfly valve | 304.00
UFLK3928 | Retrofit | Retrofit | Retrofit valve linkageFor Belimo butterfly valve | 304.00
UFLK3930 | Retrofit | Retrofit | Retrofit valve linkageFor Belimo Butterfly Valves with Belimo Rotary Actuators | 304.00
UFLK3936 | Retrofit | Retrofit | Retrofit valve linkageFor Belimo Butterfly Valves with Belimo Rotary Actuators | 415.00
UFLK3976 | Retrofit | Retrofit | Retrofit valve linkageFor Belimo butterfly valve | 720.00
UFLK3978 | Retrofit | Retrofit | Retrofit valve linkageFor Belimo butterfly valve | 926.00
UFLK3982 | Retrofit | Retrofit | Retrofit valve linkageFor Belimo butterfly valve | 1507.00
UFLK4136 | Retrofit | Retrofit | Retrofit valve linkageFor Bray Butterfly Valves | 1200.00
UFLK4138 | Retrofit | Retrofit | Retrofit valve linkageFor Bray Butterfly Valves | 1200.00
UFLK4140 | Retrofit | Retrofit | Retrofit valve linkageFor Bray Butterfly Valves | 1507.00
UFLK4148 | Retrofit | Retrofit | Retrofit valve linkageFor Bray Butterfly Valves | 2444.00
UFLK4230 | Retrofit | Retrofit | Retrofit valve linkageFor Bray Butterfly Valves | 1507.00
UFLK4232 | Retrofit | Retrofit | Retrofit valve linkageFor Bray Butterfly Valves | 3086.00
UFLK4234 | Retrofit | Retrofit | Retrofit valve linkageFor Bray Butterfly Valves | 3086.00
UFLK4346 | Retrofit | Retrofit | Retrofit valve linkageFor Centerline Butterfly Valves | 1225.00
UFLK4348 | Retrofit | Retrofit | Retrofit valve linkageFor Centerline Butterfly Valves | 1200.00
UFLK4350 | Retrofit | Retrofit | Retrofit valve linkageFor Centerline Butterfly Valves | 1258.00
UFLK4356 | Retrofit | Retrofit | Retrofit valve linkageFor Centerline Butterfly Valves | 3086.00
UFLK4358 | Retrofit | Retrofit | Retrofit valve linkageFor Centerline Butterfly Valves | 3086.00
UFLK4400 | Retrofit | Retrofit | Retrofit valve linkageFor Centerline Butterfly Valves with Belimo Rotary Actuators | 825.00
UFLK4402 | Retrofit | Retrofit | Retrofit valve linkageFor Centerline Butterfly Valves with Belimo Rotary Actuators | 885.00
UFLK4444 | Retrofit | Retrofit | Retrofit valve linkageFor Centerline Butterfly Valves | 1200.00
UFLK4446 | Retrofit | Retrofit | Retrofit valve linkageFor Centerline Butterfly Valves | 1507.00
UFLK4452 | Retrofit | Retrofit | Retrofit valve linkageFor Centerline Butterfly Valves | 1507.00
UFLK4454 | Retrofit | Retrofit | Retrofit valve linkageFor Centerline Butterfly Valves | 3086.00
UFLK4700 | Retrofit | Retrofit | Retrofit valve linkageFor Flowseal Butterfly Valves with Belimo Rotary Actuators | 825.00
UFLK4702 | Retrofit | Retrofit | Retrofit valve linkageFor Flowseal Butterfly Valves with Belimo Rotary Actuators | 1072.00
UFLK4708 | Retrofit | Retrofit | Retrofit valve linkageFor Flowseal Butterfly Valves with Belimo Rotary Actuators | 1072.00
UFLK4738 | Retrofit | Retrofit | Retrofit valve linkageFor Flowseal Butterfly Valves | 1507.00
UFLK4740 | Retrofit | Retrofit | Retrofit valve linkageFor Flowseal Butterfly Valves | 1507.00
UFLK4742 | Retrofit | Retrofit | Retrofit valve linkageFor Flowseal Butterfly Valves | 1507.00
UFLK4744 | Retrofit | Retrofit | Retrofit valve linkageFor Flowseal Butterfly Valves | 2427.00
UFLK4746 | Retrofit | Retrofit | Retrofit valve linkageFor Flowseal Butterfly Valves | 3086.00
UFLK4828 | Retrofit | Retrofit | Retrofit valve linkageFor Flowseal Butterfly Valves | 1507.00
UFLK4830 | Retrofit | Retrofit | Retrofit valve linkageFor Flowseal Butterfly Valves | 1507.00
UFLK4832 | Retrofit | Retrofit | Retrofit valve linkageFor Flowseal Butterfly Valves | 1507.00
UFLK4834 | Retrofit | Retrofit | Retrofit valve linkageFor Flowseal Butterfly Valves | 1507.00
UFLK4836 | Retrofit | Retrofit | Retrofit valve linkageFor Flowseal Butterfly Valves | 1935.00
UFLK4840 | Retrofit | Retrofit | Retrofit valve linkageFor Flowseal Butterfly Valves | 3086.00
UFLK4844 | Retrofit | Retrofit | Retrofit valve linkageFor Flowseal Butterfly Valves | 1507.00
UFLK5102 | Retrofit | Retrofit | Retrofit valve linkageFor Johnson Butterfly Valves with Belimo Rotary Actuators | 953.00
UFLK5136 | Retrofit | Retrofit | Retrofit valve linkageFor Johnson Butterfly Valves | 1507.00
UFLK5138 | Retrofit | Retrofit | Retrofit valve linkageFor Johnson Butterfly Valves | 1507.00
UFLK5202 | Retrofit | Retrofit | Retrofit valve linkageFor Keystone Butterfly Valves with Belimo Rotary Actuators | 953.00
UFLK5228 | Retrofit | Retrofit | Retrofit valve linkageFor Keystone Butterfly Valves | 1507.00
UFLK5230 | Retrofit | Retrofit | Retrofit valve linkageFor Keystone Butterfly Valves | 1507.00
UFLK5232 | Retrofit | Retrofit | Retrofit valve linkageFor Keystone Butterfly Valves | 1622.00
UFLK5338 | Retrofit | Retrofit | Retrofit valve linkageFor Keystone Butterfly Valves | 1507.00
UFLK5340 | Retrofit | Retrofit | Retrofit valve linkageFor Keystone Butterfly Valves | 1507.00
UFLK5628 | Retrofit | Retrofit | Retrofit valve linkageFor Milwaukee Butterfly Valves | 1507.00
UFLK5632 | Retrofit | Retrofit | Retrofit valve linkageFor Milwaukee Butterfly Valves | 1507.00
UFLK5948 | Retrofit | Retrofit | Retrofit valve linkageFor Nibco Butterfly Valves | 1507.00
UFLK5950 | Retrofit | Retrofit | Retrofit valve linkageFor Nibco Butterfly Valves | 1507.00
UFLK6300 | Retrofit | Retrofit | Retrofit valve linkageFor Victaulic Butterfly Valves with Belimo Rotary Actuators | 1136.00
UFLK6308 | Retrofit | Retrofit | Retrofit valve linkageFor Victaulic Butterfly Valves with Belimo Rotary Actuators | 1136.00
UFLK6310 | Retrofit | Retrofit | Retrofit valve linkageFor Victaulic Butterfly Valves with Belimo Rotary Actuators | 1072.00
UFLK6348 | Retrofit | Retrofit | Retrofit valve linkageFor Victaulic Butterfly Valves | 1504.00
UFLK6350 | Retrofit | Retrofit | Retrofit valve linkageFor Victaulic Butterfly Valves | 1518.00
UFLK6352 | Retrofit | Retrofit | Retrofit valve linkageFor Victaulic Butterfly Valves | 1595.00
UFLK6354 | Retrofit | Retrofit | Retrofit valve linkageFor Victaulic Butterfly Valves | 1595.00
UFLK6544 | Retrofit | Retrofit | Retrofit valve linkageFor Centerline Butterfly Valves | 1507.00
UFLK6546 | Retrofit | Retrofit | Retrofit valve linkageFor Centerline Butterfly Valves | 1507.00
UFLK6548 | Retrofit | Retrofit | Retrofit valve linkageFor Centerline Butterfly Valves | 1507.00
UFLK6552 | Retrofit | Retrofit | Retrofit valve linkageFor Centerline Butterfly Valves | 2333.00
UFLK6554 | Retrofit | Retrofit | Retrofit valve linkageFor Centerline Butterfly Valves | 3086.00
UFLK6556 | Retrofit | Retrofit | Retrofit valve linkageFor Centerline Butterfly Valves | 3086.00
UFLK6900 | Retrofit | Retrofit | Retrofit valve linkageFor Belimo Butterfly Valves with Belimo Rotary Actuators | 687.00
UFLK6902 | Retrofit | Retrofit | Retrofit valve linkageFor Belimo Butterfly Valves with Belimo Rotary Actuators | 687.00
UFLK6906 | Retrofit | Retrofit | Retrofit valve linkageFor Belimo Butterfly Valves with Belimo Rotary Actuators | 687.00
UFLK6910 | Retrofit | Retrofit | Retrofit valve linkageFor Belimo butterfly valve | 687.00
UFLK6912 | Retrofit | Retrofit | Retrofit valve linkageFor Belimo butterfly valve | 687.00
UFLK6914 | Retrofit | Retrofit | Retrofit valve linkageFor Belimo butterfly valve | 687.00
UFLK6919 | Retrofit | Retrofit | Retrofit valve linkageFor Belimo butterfly valve | 1102.00
UFLK6920 | Retrofit | Retrofit | Retrofit valve linkageFor Belimo butterfly valve | 1102.00
UFLK6922 | Retrofit | Retrofit | Retrofit valve linkageFor Belimo butterfly valve | 1136.00
UFLK6924 | Retrofit | Retrofit | Retrofit valve linkageFor HD series butterfly valve 3-way 4...6" [100...150] with Belimo Rotary Actuators | 1175.00
UFLK6925 | Retrofit | Retrofit | Retrofit valve linkageFor L series butterfly valve 3-way 8...12" [200...300] with Belimo Rotary Actuators | 1175.00
UFLK6952 | Retrofit | Retrofit | Retrofit valve linkageFor Belimo Butterfly Valves with Belimo Rotary Actuators | 687.00
UFLK7018 | Retrofit | Retrofit | Retrofit valve linkageFor Belimo butterfly valve | 1507.00
UFLK7020 | Retrofit | Retrofit | Retrofit valve linkageFor Belimo butterfly valve | 1935.00
UFLK7022 | Retrofit | Retrofit | Retrofit valve linkageFor Belimo butterfly valve | 1935.00
UFLK7412 | Retrofit | Retrofit | Retrofit valve linkageFor Victaulic Butterfly Valves | 1209.00
UFLK7414 | Retrofit | Retrofit | Retrofit valve linkageFor Victaulic Butterfly Valves | 1954.00
UFLK7416 | Retrofit | Retrofit | Retrofit valve linkageFor Victaulic Butterfly Valves | 1535.00
UFLK7418 | Retrofit | Retrofit | Retrofit valve linkageFor Victaulic Butterfly Valves | 1935.00
UFLK8172 | Retrofit | Retrofit | Retrofit valve linkageFor Victaulic Butterfly Valves with Belimo Rotary Actuators | 422.00
UFLK8176 | Retrofit | Retrofit | Retrofit valve linkageFor Victaulic Butterfly Valves with Belimo Rotary Actuators | 567.00
UFLK8188 | Retrofit | Retrofit | Retrofit valve linkageFor Victaulic Butterfly Valves | 842.00
UFLK8190 | Retrofit | Retrofit | Retrofit valve linkageFor Victaulic Butterfly Valves | 842.00
UFLK9100 | Retrofit | Retrofit | Retrofit valve linkageFor Victaulic Butterfly Valves with Belimo Rotary Actuators | 288.00
UFLK9104 | Retrofit | Retrofit | Retrofit valve linkageFor Victaulic Butterfly Valves | 416.00
UFLK9114 | Retrofit | Retrofit | Retrofit valve linkageFor Victaulic Butterfly Valves | 288.00
UFLK9122 | Retrofit | Retrofit | Retrofit valve linkageFor Victaulic Butterfly Valves | 833.00
UFLK9124 | Retrofit | Retrofit | Retrofit valve linkageFor Victaulic Butterfly Valves | 843.00
UFLKP001 | Retrofit | Retrofit | For Belimo Butterfly Valve with PR and PKR Series Actuators | 830.00
UFLKP002 | Retrofit | Retrofit | For Belimo Butterfly Valve with PR and PKR Series Actuators | 885.00
UFLKP003 | Retrofit | Retrofit | For Belimo Butterfly Valve with PR and PKR Series Actuators | 885.00
UFLKP004 | Retrofit | Retrofit | For Belimo Butterfly Valve with PR and PKR Series Actuators | 825.00
UFLKP005 | Retrofit | Retrofit | For Belimo Butterfly Valve with PR and PKR Series Actuators | 885.00
UFLKP006 | Retrofit | Retrofit | For Belimo Butterfly Valve with PR and PKR Series Actuators | 885.00
UFLKP007 | Retrofit | Retrofit | For Belimo Butterfly Valve with PR and PKR Series Actuators | 885.00
UFLKP008 | Retrofit | Retrofit | For Belimo Butterfly Valve with PR and PKR Series Actuators | 825.00
UFLKP009 | Retrofit | Retrofit | For Belimo Butterfly Valve with PR and PKR Series Actuators | 885.00
UFLKP010 | Retrofit | Retrofit | For Belimo Butterfly Valve with PR and PKR Series Actuators | 825.00
UFLKP011 | Retrofit | Retrofit | For Belimo Butterfly Valve with PR and PKR Series Actuators | 825.00
UFLKP012 | Retrofit | Retrofit | For Belimo Butterfly Valve with PR and PKR Series Actuators | 774.00
UFLKP013 | Retrofit | Retrofit | For Belimo Butterfly Valve with PR and PKR Series Actuators | 885.00
UFLKP014 | Retrofit | Retrofit | For Belimo Butterfly Valve with PR and PKR Series Actuators | 825.00
UFLKP015 | Retrofit | Retrofit | For Belimo Butterfly Valve with PR and PKR Series Actuators | 885.00
UFLKP016 | Retrofit | Retrofit | For Belimo Butterfly Valve with PR and PKR Series Actuators | 825.00
UFLKP017 | Retrofit | Retrofit | For Belimo Butterfly Valve with PR and PKR Series Actuators | 803.00
UFLKP018 | Retrofit | Retrofit | For Belimo Butterfly Valve with PR and PKR Series Actuators | 850.00
UFLKP021 | Retrofit | Retrofit | For Belimo VS/VSS/Vball, ½” – ¾” with PR and PKR Series Actuators | 199.00
UFLKP022 | Retrofit | Retrofit | For Belimo VS/VSS/Vball, 1” – 1 ½” with PR and PKR Series Actuators | 843.00
UFLKP023 | Retrofit | Retrofit | For Belimo VS/VSS/Vball, 2” – 6” with PR and PKR Series Actuators | 775.00
UFLKP030 | Retrofit | Retrofit | For Centerline Butterfly Valves with PR with PKR Series Actuators | 804.00
UFLKP031 | Retrofit | Retrofit | For Centerline Butterfly Valves with PR with PKR Series Actuators | 804.00
UFLKP032 | Retrofit | Retrofit | For Centerline Butterfly Valves with PR with PKR Series Actuators | 804.00
UFLKP101 | Retrofit | Retrofit | For Belimo Butterfly Valve with PR and PKR Series Actuators | 1690.00
UFLKP103 | Retrofit | Retrofit | For Belimo Butterfly Valve with PR and PKR Series Actuators | 1507.00
UFLKP104 | Retrofit | Retrofit | For Belimo Butterfly Valve with PR and PKR Series Actuators | 1507.00
UFLKP106 | Retrofit | Retrofit | For Belimo Butterfly Valve with PR and PKR Series Actuators | 1200.00
UFLKP108 | Retrofit | Retrofit | For Belimo Butterfly Valve with PR and PKR Series Actuators | 1200.00
UFLKP109 | Retrofit | Retrofit | For Belimo Butterfly Valve with PR and PKR Series Actuators | 1200.00
UFLKP111 | Retrofit | Retrofit | For Belimo Butterfly Valve with PR and PKR Series Actuators | 1507.00
UFLKP113 | Retrofit | Retrofit | For Belimo Butterfly Valve with PR and PKR Series Actuators | 1209.00
UFLKP116 | Retrofit | Retrofit | For Belimo Butterfly Valve with PR and PKR Series Actuators | 1200.00
UFLKP130 | Retrofit | Retrofit | For Centerline Butterfly Valves with PR with PKR Series Actuators | 1467.00
UFLKP131 | Retrofit | Retrofit | For Centerline Butterfly Valves with PR with PKR Series Actuators | 1467.00
UFLKP132 | Retrofit | Retrofit | For Centerline Butterfly Valves with PR with PKR Series Actuators | 1467.00
UFLKP301 | Retrofit | Retrofit | For Belimo Butterfly Valve with PR and PKR Series Actuators | 830.00
UFLKP302 | Retrofit | Retrofit | For Belimo Butterfly Valve with PR and PKR Series Actuators | 830.00
UFLKP303 | Retrofit | Retrofit | For Belimo Butterfly Valve with PR and PKR Series Actuators | 885.00
UFLKP401 | Retrofit | Retrofit | For Belimo Butterfly Valve with PR and PKR Series Actuators | 1507.00
UFLKP402 | Retrofit | Retrofit | For Belimo Butterfly Valve with PR and PKR Series Actuators | 1507.00
UFLKP403 | Retrofit | Retrofit | For Belimo Butterfly Valve with PR and PKR Series Actuators | 1690.00
UFSP0000 | Retrofit | Retrofit | Retrofit valve linkage, 2w BFV Retrofit kit, Single mount actuator | 880.00
UFSP0002 | Retrofit | Retrofit | Retrofit valve linkage, 3w BFV Retrofit kit, Single mount actuator | 1161.00
UFSP0008 | Retrofit | Retrofit | Retrofit valve linkage, 2w BFV Retrofit kit, Dual mount actuator | 1161.00
UFSP0010 | Retrofit | Retrofit | Retrofit valve linkage, 3w BFV Retrofit kit, dual mount actuator | 1265.00
UFSP0020 | Retrofit | Retrofit | Retrofit valve linkage, 2w BFV Retrofit kit, industrial mount actuator | 1045.00
UFSP0022 | Retrofit | Retrofit | Retrofit valve linkage, 2w BFV Retrofit kit, industrial mount actuator | 1770.00
UFSP0024 | Retrofit | Retrofit | Retrofit valve linkage, 3w BFV Retrofit kit, industrial mount actuator | 1844.00
UFSP0026 | Retrofit | Retrofit | Retrofit valve linkage, 3w BFV Retrofit kit, industrial mount actuator | 2629.00
UGLK0026 | Retrofit | Retrofit | Retrofit valve linkageFor Belimo 2.5"-4" G6/G7..Sgl with Belimo Rotary Actuators | 545.00
UGLK0028 | Retrofit | Retrofit | Retrofit valve linkageFor Belimo 4"-6" G6/G7..Sgl with Belimo Rotary Actuators | 545.00
UGLK0030 | Retrofit | Retrofit | Retrofit valve linkageFor Belimo 2.5"-4" G6/G7..Dual with Belimo Rotary Actuators | 835.00
UGLK0032 | Retrofit | Retrofit | Retrofit valve linkageFor Belimo 4"-6" G6/G7..Dual with Belimo Rotary Actuators | 835.00
UGLK0034 | Retrofit | Retrofit | Retrofit valve linkageFor Belimo G6 4"/G6C 4-6" Sgl. with Belimo Rotary Actuators | 545.00
UGLK0036 | Retrofit | Retrofit | Retrofit valve linkageFor Belimo G6 4"/G6C 4-6" Dual with Belimo Rotary Actuators | 835.00
UGLK1000 | Retrofit | Retrofit | Retrofit valve linkageFor Siebe VB7 & VB9 Globe Valves with Belimo Rotary Actuators | 650.00
UGLK1000S | Retrofit | Retrofit | Retrofit valve linkageFor Belimo G2, G3, 1/2" - 2" with Belimo Rotary Actuators NF/AF actuator | 630.00
UGLK1002 | Retrofit | Retrofit | Retrofit valve linkageFor Siebe VB3 & VB8 Globe Valves with Belimo Rotary Actuators | 584.00
UGLK1004 | Retrofit | Retrofit | Retrofit valve linkageFor Siebe VB3 & VB8 Globe Valves with Belimo Rotary Actuators | 646.00
UGLK1006 | Retrofit | Retrofit | Retrofit valve linkageFor Siebe VB3 & VB8 Globe Valves with Belimo Rotary Actuators | 646.00
UGLK1008 | Retrofit | Retrofit | Retrofit valve linkageFor Siebe VB9 Globe Valves with Belimo Rotary Actuators | 646.00
UGLK1010 | Retrofit | Retrofit | Retrofit valve linkageFor Siebe VB9 Globe Valves with Belimo Rotary Actuators | 646.00
UGLK1012 | Retrofit | Retrofit | Retrofit valve linkageFor Siebe VB9 Globe Valves with Belimo Rotary Actuators | 646.00
UGLK1016 | Retrofit | Retrofit | Retrofit valve linkageFor Siebe VB9 Globe Valves with Belimo Rotary Actuators | 646.00
UGLK1064 | Retrofit | Retrofit | Retrofit valve linkageFor Siebe VB9 Globe Valves with Belimo Rotary Actuators | 891.00
UGLK1066 | Retrofit | Retrofit | Retrofit valve linkageFor Siebe VB9 Globe Valves with Belimo Rotary Actuators | 891.00
UGLK1068 | Retrofit | Retrofit | Retrofit valve linkageFor Siebe VB9 Globe Valves with Belimo Rotary Actuators | 891.00
UGLK1070 | Retrofit | Retrofit | Retrofit valve linkageFor Siebe VB9 Globe Valves with Belimo Rotary Actuators | 897.00
UGLK1072 | Retrofit | Retrofit | Retrofit valve linkageFor Siebe VB3 & VB8 Globe Valves with Belimo Rotary Actuators | 891.00
UGLK1074 | Retrofit | Retrofit | Retrofit valve linkageFor Siebe VB9 Globe Valves with Belimo Rotary Actuators | 891.00
UGLK1076 | Retrofit | Retrofit | Retrofit valve linkageFor Siebe VB3 & VB8 Globe Valves with Belimo Rotary Actuators | 891.00
UGLK1150 | Retrofit | Retrofit | Retrofit valve linkageFor Siebe VB7 & VB9 Globe Valves with Belimo Rotary Actuators | 434.00
UGLK1150S | Retrofit | Retrofit | Retrofit valve linkageFor Belimo G2 1/2" - 1 1/4", with Belimo Rotary Actuators LF actuator | 419.00
UGLK1200 | Retrofit | Retrofit | Retrofit valve linkageFor Siemens 591 Globe Valves with Belimo Rotary Actuators | 651.00
UGLK1202 | Retrofit | Retrofit | Retrofit valve linkageFor Siemens 591 Globe Valves with Belimo Rotary Actuators | 651.00
UGLK1204 | Retrofit | Retrofit | Retrofit valve linkageFor Siemens 591 Globe Valves with Belimo Rotary Actuators | 651.00
UGLK1206 | Retrofit | Retrofit | Retrofit valve linkageFor Siemens 591 Globe Valves with Belimo Rotary Actuators | 651.00
UGLK1208 | Retrofit | Retrofit | Retrofit valve linkageFor Siemens 599 Globe Valves with Belimo Rotary Actuators | 651.00
UGLK1210 | Retrofit | Retrofit | Retrofit valve linkageFor Siemens 599 Globe Valves with Belimo Rotary Actuators | 651.00
UGLK1212 | Retrofit | Retrofit | Retrofit valve linkageFor Siemens 599 Globe Valves with Belimo Rotary Actuators | 651.00
UGLK1270 | Retrofit | Retrofit | Retrofit valve linkageFor Siemens 591 Globe Valves with Belimo Rotary Actuators | 906.00
UGLK1272 | Retrofit | Retrofit | Retrofit valve linkageFor Siemens 599 Globe Valves with Belimo Rotary Actuators | 906.00
UGLK1274 | Retrofit | Retrofit | Retrofit valve linkageFor Siemens 591 Globe Valves with Belimo Rotary Actuators | 906.00
UGLK1276 | Retrofit | Retrofit | Retrofit valve linkageFor Siemens 591 Globe Valves with Belimo Rotary Actuators | 906.00
UGLK1350 | Retrofit | Retrofit | Retrofit valve linkageFor Siemens 656/658 Globe Valves with Belimo Rotary Actuators | 430.00
UGLK1400 | Retrofit | Retrofit | Retrofit valve linkageFor JCI V-37, 39, 43.. Globe Valves with Belimo Rotary Actuators | 651.00
UGLK1402 | Retrofit | Retrofit | Retrofit valve linkageFor JCI V-37, 39, 43.. Globe Valves with Belimo Rotary Actuators | 651.00
UGLK1404 | Retrofit | Retrofit | Retrofit valve linkageFor JCI V-52, 54, 58.. Globe Valves with Belimo Rotary Actuators | 651.00
UGLK1406 | Retrofit | Retrofit | Retrofit valve linkageFor JCI V-52, 54, 58.. Globe Valves with Belimo Rotary Actuators | 651.00
UGLK1410 | Retrofit | Retrofit | Retrofit valve linkageFor JCI V-37,39,43,52,54,58 Globe Valves with Belimo Rotary Actuators | 651.00
UGLK1412 | Retrofit | Retrofit | Retrofit valve linkageFor JCI VB-3,4,5,VG2 Globe Valves with Belimo Rotary Actuators | 651.00
UGLK1414 | Retrofit | Retrofit | Retrofit valve linkageFor JCI V-52,54,58,VG2 Globe Valves with Belimo Rotary Actuators | 656.00
UGLK1416 | Retrofit | Retrofit | Retrofit valve linkageFor JCI V-3,4,5,VG2 Globe Valves with Belimo Rotary Actuators | 591.00
UGLK1418 | Retrofit | Retrofit | Retrofit valve linkageFor JCI VG7-C,E,GT,LT Globe Valves with Belimo Rotary Actuators | 591.00
UGLK1420 | Retrofit | Retrofit | Retrofit valve linkageFor JCI VG7..-PT, NT Globe Valves with Belimo Rotary Actuators | 591.00
UGLK1422 | Retrofit | Retrofit | Retrofit valve linkageFor JCI VG7..-RT, ST Globe Valves with Belimo Rotary Actuators | 651.00
UGLK1472 | Retrofit | Retrofit | Retrofit valve linkageFor JCI VG7..-RT, ST Globe Valves with Belimo Rotary Actuators | 906.00
UGLK1474 | Retrofit | Retrofit | Retrofit valve linkageFor JCI V-3,4,5,VG2. Globe Valves with Belimo Rotary Actuators | 900.00
UGLK1476 | Retrofit | Retrofit | Retrofit valve linkageFor JCI V-3, 4, 5.. Globe Valves with Belimo Rotary Actuators | 900.00
UGLK1478 | Retrofit | Retrofit | Retrofit valve linkageFor JCI VB-3,4,5,VG2..UM Globe Valves with Belimo Rotary Actuators | 900.00
UGLK1480 | Retrofit | Retrofit | Retrofit valve linkageFor JCI V-52,54,58,VG2 Globe Valves with Belimo Rotary Actuators | 906.00
UGLK1550 | Retrofit | Retrofit | Retrofit valve linkageFor JCI V-3,4,5,VG2. Globe Valves with Belimo Rotary Actuators | 452.00
UGLK1552 | Retrofit | Retrofit | Retrofit valve linkageFor JCI V-37, 39, 43, VTM Globe Valves with Belimo Rotary Actuators | 452.00
UGLK1554 | Retrofit | Retrofit | Retrofit valve linkageFor JCI V-37, 39, 43, VTM Globe Valves with Belimo Rotary Actuators | 452.00
UGLK1800 | Retrofit | Retrofit | Retrofit valve linkageFor Honeywell V50.. V3.. Globe Valves with Belimo Rotary Actuators | 708.00
UGLK1802 | Retrofit | Retrofit | Retrofit valve linkageFor Honeywell V50.. V3.. Globe Valves with Belimo Rotary Actuators | 708.00
UGLK1804 | Retrofit | Retrofit | Retrofit valve linkageFor Honeywell V5045.. Globe Valves with Belimo Rotary Actuators | 588.00
UGLK1806 | Retrofit | Retrofit | Retrofit valve linkageFor Honeywell V5011, 13 Globe Valves with Belimo Rotary Actuators | 708.00
UGLK1808 | Retrofit | Retrofit | Retrofit valve linkageFor Honeywell VP525,526,527,531Valves with Belimo Rotary Actuators | 511.00
UGLK1870 | Retrofit | Retrofit | Retrofit valve linkageFor Honeywell V5.., V3.. Globe Valves with Belimo Rotary Actuators | 897.00
UGLK1872 | Retrofit | Retrofit | Retrofit valve linkageFor Honeywell V50.. V3.. Globe Valves with Belimo Rotary Actuators | 891.00
UGLK2200 | Retrofit | Retrofit | Retrofit valve linkageFor Warren 20,22,30,32 Globe Valves with Belimo Rotary Actuators | 661.00
UGLK2202 | Retrofit | Retrofit | Retrofit valve linkageFor Warren 18,10,20,30 Globe Valves with Belimo Rotary Actuators | 661.00
UGLK2270 | Retrofit | Retrofit | Retrofit valve linkageFor Warren 20,22,30,32 Globe Valves with Belimo Rotary Actuators | 891.00
UGLK2272 | Retrofit | Retrofit | Retrofit valve linkageFor Warren 18,10,20,30 Globe Valves with Belimo Rotary Actuators | 891.00
UGLK-ARM-001 | Retrofit | Accessory | Retrofit valve linkageFor Armstrong Globe Valves with Belimo Rotary Actuators | 439.00
UGLK-COL-0880 | Retrofit | Accessory | Collar, 0.880" IDFor UGLK with Style 4 valves | 215.00
UGLK-COL-1005 | Retrofit | Accessory | Collar, 1.000" IDFor UGLK with Style 2 valves | 215.00
UGLK-COL-1063 | Retrofit | Accessory | Collar, 1.063" IDFor UGLK with Style 2 valves | 215.00
UGLK-COL-1100 | Retrofit | Accessory | Collar, 1.100" IDFor UGLK with Style 4 valves | 215.00
UGLK-COL-1255 | Retrofit | Accessory | Collar, 1.250" IDFor UGLK with Style 2 valves | 215.00
UGLK-COL-1315 | Retrofit | Accessory | Collar, 1.315" IDFor UGLK with Style 3 valves | 215.00
UGLK-COL-1375 | Retrofit | Accessory | Collar, 1.375" IDFor UGLK with Style 2 valves | 215.00
UGLK-COL-AD01 | Retrofit | Accessory | Collar, 1.250" - 16 Thd.For UGLK with Siebe VB7 | 215.00
UGLK-COL-BC10 | Retrofit | Accessory | Collar, 1.250" - 16 Thd.For UGLK with Siebe VB7, VB9 with Style 1 valves | 215.00
UGLK-COL-HY02 | Retrofit | Accessory | Collar, 1.370" IDFor UGLK with Style 5 valves | 215.00
UGLK-COL-JC05 | Retrofit | Accessory | Collar, 1.070" IDFor UGLK with Style 2 valves | 215.00
UGLK-COL-JC06 | Retrofit | Accessory | Collar, 1.562" - 14 Thd.For UGLK with Style 2 valves | 215.00
UGLK-COL-JC08 | Retrofit | Accessory | Collar, 0.760" IDFor UGLK with Style 4 valves | 215.00
UGLK-COL-LG02 | Retrofit | Accessory | Collar, 1.740" IDFor UGLK with Style 3 valves | 215.00
UGLK-COL-LG04 | Retrofit | Accessory | Collar, 1.740" IDFor UGLK with Style 3 valves | 215.00
UGLK-COL-UNIV | Retrofit | Accessory | Collar, CustomFor UGLK | 378.00
UGLK-COL-WNUT | Retrofit | Accessory | Replacement nut, 1.375" - 20 Thd.For UGLK with G6, G7 series globe valves | 215.00
UGLK-STM-1501 | Retrofit | Accessory | Stem Adapter, 3/8" - 24 Thd.For UGLK with G6, G7 series globe valves | 119.00
UGLK-STM-1800 | Retrofit | Accessory | Stem Adapter, 1/4" - 28 Thd.For UGLK with Style 1...5 valves | 119.00
UGLK-STM-1801 | Retrofit | Accessory | Stem Adapter, 3/8" - 24 Thd.For UGLK with Style 1...5 valves | 119.00
UGLK-STM-1802 | Retrofit | Accessory | Stem Adapter, 1/2" - 20 Thd.For UGLK with Style 1,4,5 valves | 119.00
UGLK-STM-1803 | Retrofit | Accessory | Stem Adapter, 7/16" - 20 Thd.For UGLK with Style 1...5 valves | 119.00
UGLK-STM-1805 | Retrofit | Accessory | Stem Adapter, 3/8" OD groovedFor UGLK with Landis 2.5...3" 599 series | 119.00
UGLK-STM-2305 | Retrofit | Accessory | Stem Adapter, 1/2" OD groovedFor UGLK with Landis 4...6" 599 series | 119.00
UGLK-STM-UNIV | Retrofit | Accessory | Stem Adapter, CustomFor UGLK with Style 1...5 valves | 173.00
UGSL1200 | Retrofit | Retrofit | Retrofit valve linkageFor SBT 599 MT/MZ Globe Valves with CM and TF Series Actuators | 112.00
UGSL-ADPT | Retrofit | Accessory | Custom Adapter for UGSL1200 | 91.00
UGSP0002 | Retrofit | Retrofit | Retrofit valve linkage, Retrofit Linkage for Globe Valves | 1290.00
UGSP0004 | Retrofit | Retrofit | Retrofit valve linkage, Retrofit Linkage for Globe Valves | 891.00
UGSP0006 | Retrofit | Retrofit | Retrofit valve linkage, Retrofit Linkage for Globe Valves | 891.00
UGSP0008 | Retrofit | Retrofit | Retrofit valve linkage, Retrofit Linkage for Globe Valves | 891.00
UGSP0010 | Retrofit | Retrofit | Retrofit valve linkage, Retrofit Linkage for Globe Valves | 1290.00
UGSP0012 | Retrofit | Retrofit | Retrofit valve linkage, Retrofit Linkage for Globe Valves | 1290.00
UGSP0014 | Retrofit | Retrofit | Retrofit valve linkage, Retrofit Linkage for Globe Valves | 891.00
UGSP0016 | Retrofit | Retrofit | Retrofit valve linkage, Retrofit Linkage for Globe Valves | 1290.00
UGSP0020 | Retrofit | Retrofit | Retrofit valve linkage, Retrofit Linkage for Globe Valves | 664.00
UGVL | Retrofit | Retrofit | Retrofit valve linkageFor Universal Globe Valve with LV and SV Series Actuators | 353.00
UGVL+LVB24-3 | Retrofit | Retrofit | Retrofit valve linkageFor Universal Globe Valve with LV and SV Series Actuators¦Valve Actuator, Non fail-safe, AC/DC 24 V, On/Off, Floating point | 728.00
UGVL+LVB24-SR | Retrofit | Retrofit | Retrofit valve linkageFor Universal Globe Valve with LV and SV Series Actuators¦Valve Actuator, Non fail-safe, AC/DC 24 V, 2...10 V, modulating | 797.00
UGVL+LVKB24-MFT | Retrofit | Retrofit | Retrofit valve linkageFor Universal Globe Valve with LV and SV Series Actuators¦Valve Actuator, Electronic fail-safe, AC/DC 24 V, 2...10 V, MFT/programmable | 1211.00
UGVL+LVKB24-SR | Retrofit | Retrofit | Retrofit valve linkageFor Universal Globe Valve with LV and SV Series Actuators¦Valve Actuator, Electronic fail-safe, AC/DC 24 V, 2...10 V, modulating | 1121.00
UGVL+LVKX120-3 | Retrofit | Retrofit | Retrofit valve linkageFor Universal Globe Valve with LV and SV Series Actuators¦Valve Actuator, Electronic fail-safe, AC 100...240 V, On/Off, Floating point | 1102.00
UGVL+LVKX24-3 | Retrofit | Retrofit | Retrofit valve linkageFor Universal Globe Valve with LV and SV Series Actuators¦Valve Actuator, Electronic fail-safe, AC 24 V, On/Off, Floating point | 1059.00
UGVL+LVKX24-MFT | Retrofit | Retrofit | Retrofit valve linkageFor Universal Globe Valve with LV and SV Series Actuators¦Valve Actuator, Electronic fail-safe, AC/DC 24 V, 2...10 V, MFT/programmable | 1211.00
UGVL+LVKX24-SR | Retrofit | Retrofit | Retrofit valve linkageFor Universal Globe Valve with LV and SV Series Actuators¦Valve Actuator, Electronic fail-safe, AC/DC 24 V, 2...10 V, modulating | 1121.00
UGVL+LVX120-3 | Retrofit | Retrofit | Retrofit valve linkageFor Universal Globe Valve with LV and SV Series Actuators¦Valve Actuator, Non fail-safe, AC 100...240 V, On/Off, Floating point | 763.00
UGVL+LVX24-3 | Retrofit | Retrofit | Retrofit valve linkageFor Universal Globe Valve with LV and SV Series Actuators¦Valve Actuator, Non fail-safe, AC/DC 24 V, On/Off, Floating point | 728.00
UGVL+LVX24-MFT | Retrofit | Retrofit | Retrofit valve linkageFor Universal Globe Valve with LV and SV Series Actuators¦Valve Actuator, Non fail-safe, AC/DC 24 V, 2...10 V, MFT/programmable | 876.00
UGVL+LVX24-SR | Retrofit | Retrofit | Retrofit valve linkageFor Universal Globe Valve with LV and SV Series Actuators¦Valve Actuator, Non fail-safe, AC/DC 24 V, 2...10 V, modulating | 797.00
UGVL+SVB24-SR | Retrofit | Retrofit | Retrofit valve linkageFor Universal Globe Valve with LV and SV Series Actuators¦Valve Actuator, Non fail-safe, AC/DC 24 V, 2...10 V, modulating | 919.00
UGVL+SVKB24-MFT | Retrofit | Retrofit | Retrofit valve linkageFor Universal Globe Valve with LV and SV Series Actuators¦Valve Actuator, Electronic fail-safe, AC/DC 24 V, 2...10 V, MFT/programmable | 1341.00
UGVL+SVKB24-SR | Retrofit | Retrofit | Retrofit valve linkageFor Universal Globe Valve with LV and SV Series Actuators¦Valve Actuator, Electronic fail-safe, AC/DC 24 V, 2...10 V, modulating | 1251.00
UGVL+SVKX120-3 | Retrofit | Retrofit | Retrofit valve linkageFor Universal Globe Valve with LV and SV Series Actuators¦Valve Actuator, Electronic fail-safe, AC 100...240 V, On/Off, Floating point | 1234.00
UGVL+SVKX24-3 | Retrofit | Retrofit | Retrofit valve linkageFor Universal Globe Valve with LV and SV Series Actuators¦Valve Actuator, Electronic fail-safe, AC 24 V, On/Off, Floating point | 1190.00
UGVL+SVKX24-MFT | Retrofit | Retrofit | Retrofit valve linkageFor Universal Globe Valve with LV and SV Series Actuators¦Valve Actuator, Electronic fail-safe, AC/DC 24 V, 2...10 V, MFT/programmable | 1341.00
UGVL+SVKX24-SR | Retrofit | Retrofit | Retrofit valve linkageFor Universal Globe Valve with LV and SV Series Actuators¦Valve Actuator, Electronic fail-safe, AC/DC 24 V, 2...10 V, modulating | 1251.00
UGVL+SVX120-3 | Retrofit | Retrofit | Retrofit valve linkageFor Universal Globe Valve with LV and SV Series Actuators¦Valve Actuator, Non fail-safe, AC 100...240 V, On/Off, Floating point | 885.00
UGVL+SVX24-3 | Retrofit | Retrofit | Retrofit valve linkageFor Universal Globe Valve with LV and SV Series Actuators¦Valve Actuator, Non fail-safe, AC/DC 24 V, On/Off, Floating point | 851.00
UGVL+SVX24-MFT | Retrofit | Retrofit | Retrofit valve linkageFor Universal Globe Valve with LV and SV Series Actuators¦Valve Actuator, Non fail-safe, AC/DC 24 V, 2...10 V, MFT/programmable | 1000.00
UGVL+SVX24-SR | Retrofit | Retrofit | Retrofit valve linkageFor Universal Globe Valve with LV and SV Series Actuators¦Valve Actuator, Non fail-safe, AC/DC 24 V, 2...10 V, modulating | 919.00
UK24BAC | Accessory | Accessory | Gateway MP to BACnet MS/TP | 1183.00
UK24LON | Accessory | Accessory | Gateway MP to LonWorks | 1183.00
UK24MOD | Accessory | Accessory | Gateway MP to Modbus RTU | 1183.00
WAF-4 | Mechanical Accessory | Accessory | CCV/PICCV valve neck extension kit | 41.00
WGVL | Retrofit | Retrofit | Retrofit valve linkageFor Warren Globe Valve with AVK/EV/RV Series Actuators | 246.00
WGVL+AVKB120-3 | Retrofit | Retrofit | Retrofit valve linkageFor Warren Globe Valve with AVK/EV/RV Series Actuators¦Valve Actuator, Electronic fail-safe, AC 100...240 V, On/Off, Floating point | 1838.00
WGVL+AVKB24-3 | Retrofit | Retrofit | Retrofit valve linkageFor Warren Globe Valve with AVK/EV/RV Series Actuators¦Valve Actuator, Electronic fail-safe, AC 24 V, On/Off, Floating point | 1277.00
WGVL+AVKB24-MFT | Retrofit | Retrofit | Retrofit valve linkageFor Warren Globe Valve with AVK/EV/RV Series Actuators¦Valve Actuator, Electronic fail-safe, AC/DC 24 V, 2...10 V, MFT/programmable | 1408.00
WGVL+AVKX120-3 | Retrofit | Retrofit | Retrofit valve linkageFor Warren Globe Valve with AVK/EV/RV Series Actuators¦Valve Actuator, Electronic fail-safe, AC 100...240 V, On/Off, Floating point | 1838.00
WGVL+AVKX24-3 | Retrofit | Retrofit | Retrofit valve linkageFor Warren Globe Valve with AVK/EV/RV Series Actuators¦Valve Actuator, Electronic fail-safe, AC 24 V, On/Off, Floating point | 1277.00
WGVL+AVKX24-MFT | Retrofit | Retrofit | Retrofit valve linkageFor Warren Globe Valve with AVK/EV/RV Series Actuators¦Valve Actuator, Electronic fail-safe, AC/DC 24 V, 2...10 V, MFT/programmable | 1408.00
WGVL+EVB120-3 | Retrofit | Retrofit | Retrofit valve linkageFor Warren Globe Valve with AVK/EV/RV Series Actuators¦Valve Actuator, Non fail-safe, AC 100...240 V, On/Off, Floating point | 1379.00
WGVL+EVB24-3 | Retrofit | Retrofit | Retrofit valve linkageFor Warren Globe Valve with AVK/EV/RV Series Actuators¦Valve Actuator, Non fail-safe, AC/DC 24 V, On/Off, Floating point | 1040.00
WGVL+EVB24-MFT | Retrofit | Retrofit | Retrofit valve linkageFor Warren Globe Valve with AVK/EV/RV Series Actuators¦Valve Actuator, Non fail-safe, AC/DC 24 V, 2...10 V, MFT/programmable | 1181.00
WGVL+EVB24-SR | Retrofit | Retrofit | Retrofit valve linkageFor Warren Globe Valve with AVK/EV/RV Series Actuators¦Valve Actuator, Non fail-safe, AC/DC 24 V, 2...10 V, modulating | 1099.00
WGVL+EVX120-3 | Retrofit | Retrofit | Retrofit valve linkageFor Warren Globe Valve with AVK/EV/RV Series Actuators¦Valve Actuator, Non fail-safe, AC 100...240 V, On/Off, Floating point | 1379.00
WGVL+EVX24-3 | Retrofit | Retrofit | Retrofit valve linkageFor Warren Globe Valve with AVK/EV/RV Series Actuators¦Valve Actuator, Non fail-safe, AC/DC 24 V, On/Off, Floating point | 1040.00
WGVL+EVX24-MFT | Retrofit | Retrofit | Retrofit valve linkageFor Warren Globe Valve with AVK/EV/RV Series Actuators¦Valve Actuator, Non fail-safe, AC/DC 24 V, 2...10 V, MFT/programmable | 1181.00
WGVL+RVB24-3 | Retrofit | Retrofit | Retrofit valve linkageFor Warren Globe Valve with AVK/EV/RV Series Actuators¦Valve Actuator, Non fail-safe, AC/DC 24 V, On/Off, Floating point | 1167.00
WGVL+RVB24-MFT | Retrofit | Retrofit | Retrofit valve linkageFor Warren Globe Valve with AVK/EV/RV Series Actuators¦Valve Actuator, Non fail-safe, AC/DC 24 V, 2...10 V, MFT/programmable | 1307.00
WGVL+RVX24-3 | Retrofit | Retrofit | Retrofit valve linkageFor Warren Globe Valve with AVK/EV/RV Series Actuators¦Valve Actuator, Non fail-safe, AC/DC 24 V, On/Off, Floating point | 1167.00
WGVL+RVX24-MFT | Retrofit | Retrofit | Retrofit valve linkageFor Warren Globe Valve with AVK/EV/RV Series Actuators¦Valve Actuator, Non fail-safe, AC/DC 24 V, 2...10 V, MFT/programmable | 1307.00
WLF US | Mechanical Accessory | Accessory | CCV/PICCV valve neck extension kit | 34.00
WLF.1 US | Mechanical Accessory | Accessory | Linkage kit for B2, B3 CCV with LF Multipack 12 pcs. | 327.00
WTF US | Mechanical Accessory | Accessory | CCV/PICCV valve neck extension kit | 19.00
WTF.1 US | Mechanical Accessory | Accessory | Linkage kit for B2, B3 CCV with TFB(X) Multipack 12 pcs. | 162.00
Z2050Q-F | ZoneTight™ | Water | ZoneTight™ (QCV), 1/2", 2-way, Cv 1.4 | 40.00
Z2050Q-F+CQB24-3 | ZoneTight™ | Water | ZoneTight™ (QCV), 1/2", 2-way, Cv 1.4 ¦Valve Actuator, Non fail-safe, AC/DC 24 V, On/Off, Floating point | 212.00
Z2050Q-F+CQB24-SR-L | ZoneTight™ | Water | ZoneTight™ (QCV), 1/2", 2-way, Cv 1.4 ¦Valve Actuator, Non fail-safe, AC/DC 24 V, 2...10 V, Normally Open, modulating | 301.00
Z2050Q-F+CQB24-SR-R | ZoneTight™ | Water | ZoneTight™ (QCV), 1/2", 2-way, Cv 1.4 ¦Valve Actuator, Non fail-safe, AC/DC 24 V, 2...10 V, Normally Closed, modulating | 301.00
Z2050Q-F+CQBUP-3 | ZoneTight™ | Water | ZoneTight™ (QCV), 1/2", 2-way, Cv 1.4 ¦Valve Actuator, Non fail-safe, AC 100...240 V, On/Off, Floating point | 232.00
Z2050Q-F+CQKB24-LL | ZoneTight™ | Water | ZoneTight™ (QCV), 1/2", 2-way, Cv 1.4 ¦Valve Actuator, Electronic fail-safe, AC/DC 24 V, On/Off, Normally Open, Fail-safe position Open | 212.00
Z2050Q-F+CQKB24-RR | ZoneTight™ | Water | ZoneTight™ (QCV), 1/2", 2-way, Cv 1.4 ¦Valve Actuator, Electronic fail-safe, AC/DC 24 V, On/Off, Normally Closed, Fail-safe position Closed | 212.00
Z2050Q-F+CQKB24-S-LL | ZoneTight™ | Water | ZoneTight™ (QCV), 1/2", 2-way, Cv 1.4 ¦Valve Actuator, Electronic fail-safe, AC/DC 24 V, On/Off, 1 x SPST, Normally Open, Fail-safe position Open | 234.00
Z2050Q-F+CQKB24-SR-LL | ZoneTight™ | Water | ZoneTight™ (QCV), 1/2", 2-way, Cv 1.4 ¦Valve Actuator, Electronic fail-safe, AC/DC 24 V, 2...10 V, Normally Open, Fail-safe position Open, modulating | 324.00
Z2050Q-F+CQKB24-SR-LR | ZoneTight™ | Water | ZoneTight™ (QCV), 1/2", 2-way, Cv 1.4 ¦Valve Actuator, Electronic fail-safe, AC/DC 24 V, 2...10 V, Normally Open, Fail-safe position Closed, modulating | 324.00
Z2050Q-F+CQKB24-S-RR | ZoneTight™ | Water | ZoneTight™ (QCV), 1/2", 2-way, Cv 1.4 ¦Valve Actuator, Electronic fail-safe, AC/DC 24 V, On/Off, 1 x SPST, Normally Closed, Fail-safe position Closed | 234.00
Z2050Q-F+CQKB24-SR-RL | ZoneTight™ | Water | ZoneTight™ (QCV), 1/2", 2-way, Cv 1.4 ¦Valve Actuator, Electronic fail-safe, AC/DC 24 V, 2...10 V, Normally Closed, Fail-safe position Open, modulating | 324.00
Z2050Q-F+CQKB24-SR-RR | ZoneTight™ | Water | ZoneTight™ (QCV), 1/2", 2-way, Cv 1.4 ¦Valve Actuator, Electronic fail-safe, AC/DC 24 V, 2...10 V, Normally Closed, Fail-safe position Closed, modulating | 324.00
Z2050Q-F+CQKBUP-LL | ZoneTight™ | Water | ZoneTight™ (QCV), 1/2", 2-way, Cv 1.4 ¦Valve Actuator, Electronic fail-safe, AC/DC 100...240 V, On/Off, Normally Open, Fail-safe position Open | 236.00
Z2050Q-F+CQKBUP-RR | ZoneTight™ | Water | ZoneTight™ (QCV), 1/2", 2-way, Cv 1.4 ¦Valve Actuator, Electronic fail-safe, AC/DC 100...240 V, On/Off, Normally Closed, Fail-safe position Closed | 236.00
Z2050Q-F+CQKX24 | ZoneTight™ | Water | ZoneTight™ (QCV), 1/2", 2-way, Cv 1.4 ¦Valve Actuator, Electronic fail-safe, AC/DC 24 V, On/Off | 212.00
Z2050Q-F+CQKX24-S | ZoneTight™ | Water | ZoneTight™ (QCV), 1/2", 2-way, Cv 1.4 ¦Valve Actuator, Electronic fail-safe, AC/DC 24 V, On/Off, 1 x SPST | 234.00
Z2050Q-F+CQKX24-SR | ZoneTight™ | Water | ZoneTight™ (QCV), 1/2", 2-way, Cv 1.4 ¦Valve Actuator, Electronic fail-safe, AC 24 V, 2...10 V, modulating | 324.00
Z2050Q-F+CQKXUP | ZoneTight™ | Water | ZoneTight™ (QCV), 1/2", 2-way, Cv 1.4 ¦Valve Actuator, Electronic fail-safe, AC/DC 100...240 V, On/Off | 236.00
Z2050Q-F+CQX24-3 | ZoneTight™ | Water | ZoneTight™ (QCV), 1/2", 2-way, Cv 1.4 ¦Configurable Valve Actuator, Non fail-safe, AC/DC 24 V, On/Off, Floating point | 212.00
Z2050Q-F+CQX24-SR | ZoneTight™ | Water | ZoneTight™ (QCV), 1/2", 2-way, Cv 1.4 ¦Configurable Valve Actuator, Non fail-safe, AC/DC 24 V, 2...10 V, modulating | 301.00
Z2050Q-F+CQXUP-3 | ZoneTight™ | Water | ZoneTight™ (QCV), 1/2", 2-way, Cv 1.4 ¦Configurable Valve Actuator, Non fail-safe, AC 100...240 V, On/Off, Floating point | 232.00
Z2050Q-J | ZoneTight™ | Water | ZoneTight™ (QCV), 1/2", 2-way, Cv 5.9 | 40.00
Z2050Q-J.1 | ZoneTight™ | Water | ZoneTight™ (QCV), 1/2", 2-way, Cv 5.9 | 39.00
Z2050Q-J+CQB24-3 | ZoneTight™ | Water | ZoneTight™ (QCV), 1/2", 2-way, Cv 5.9 ¦Valve Actuator, Non fail-safe, AC/DC 24 V, On/Off, Floating point | 212.00
Z2050Q-J+CQB24-SR-L | ZoneTight™ | Water | ZoneTight™ (QCV), 1/2", 2-way, Cv 5.9 ¦Valve Actuator, Non fail-safe, AC/DC 24 V, 2...10 V, Normally Open, modulating | 301.00
Z2050Q-J+CQB24-SR-R | ZoneTight™ | Water | ZoneTight™ (QCV), 1/2", 2-way, Cv 5.9 ¦Valve Actuator, Non fail-safe, AC/DC 24 V, 2...10 V, Normally Closed, modulating | 301.00
Z2050Q-J+CQBUP-3 | ZoneTight™ | Water | ZoneTight™ (QCV), 1/2", 2-way, Cv 5.9 ¦Valve Actuator, Non fail-safe, AC 100...240 V, On/Off, Floating point | 232.00
Z2050Q-J+CQKB24-LL | ZoneTight™ | Water | ZoneTight™ (QCV), 1/2", 2-way, Cv 5.9 ¦Valve Actuator, Electronic fail-safe, AC/DC 24 V, On/Off, Normally Open, Fail-safe position Open | 212.00
Z2050Q-J+CQKB24-RR | ZoneTight™ | Water | ZoneTight™ (QCV), 1/2", 2-way, Cv 5.9 ¦Valve Actuator, Electronic fail-safe, AC/DC 24 V, On/Off, Normally Closed, Fail-safe position Closed | 212.00
Z2050Q-J+CQKB24-S-LL | ZoneTight™ | Water | ZoneTight™ (QCV), 1/2", 2-way, Cv 5.9 ¦Valve Actuator, Electronic fail-safe, AC/DC 24 V, On/Off, 1 x SPST, Normally Open, Fail-safe position Open | 234.00
Z2050Q-J+CQKB24-SR-LL | ZoneTight™ | Water | ZoneTight™ (QCV), 1/2", 2-way, Cv 5.9 ¦Valve Actuator, Electronic fail-safe, AC/DC 24 V, 2...10 V, Normally Open, Fail-safe position Open, modulating | 324.00
Z2050Q-J+CQKB24-SR-LR | ZoneTight™ | Water | ZoneTight™ (QCV), 1/2", 2-way, Cv 5.9 ¦Valve Actuator, Electronic fail-safe, AC/DC 24 V, 2...10 V, Normally Open, Fail-safe position Closed, modulating | 324.00
Z2050Q-J+CQKB24-S-RR | ZoneTight™ | Water | ZoneTight™ (QCV), 1/2", 2-way, Cv 5.9 ¦Valve Actuator, Electronic fail-safe, AC/DC 24 V, On/Off, 1 x SPST, Normally Closed, Fail-safe position Closed | 234.00
Z2050Q-J+CQKB24-SR-RL | ZoneTight™ | Water | ZoneTight™ (QCV), 1/2", 2-way, Cv 5.9 ¦Valve Actuator, Electronic fail-safe, AC/DC 24 V, 2...10 V, Normally Closed, Fail-safe position Open, modulating | 324.00
Z2050Q-J+CQKB24-SR-RR | ZoneTight™ | Water | ZoneTight™ (QCV), 1/2", 2-way, Cv 5.9 ¦Valve Actuator, Electronic fail-safe, AC/DC 24 V, 2...10 V, Normally Closed, Fail-safe position Closed, modulating | 324.00
Z2050Q-J+CQKBUP-LL | ZoneTight™ | Water | ZoneTight™ (QCV), 1/2", 2-way, Cv 5.9 ¦Valve Actuator, Electronic fail-safe, AC/DC 100...240 V, On/Off, Normally Open, Fail-safe position Open | 236.00
Z2050Q-J+CQKBUP-RR | ZoneTight™ | Water | ZoneTight™ (QCV), 1/2", 2-way, Cv 5.9 ¦Valve Actuator, Electronic fail-safe, AC/DC 100...240 V, On/Off, Normally Closed, Fail-safe position Closed | 236.00
Z2050Q-J+CQKCB24-SR-RR | ZoneTight™ | Water | ZoneTight™ (QCV), 1/2", 2-way, Cv 5.9 ¦Valve Actuator, Electronic fail-safe, AC 24 V, 2...10 V, Normally Closed, Fail-safe position Closed, modulating | 384.00
Z2050Q-J+CQKX24 | ZoneTight™ | Water | ZoneTight™ (QCV), 1/2", 2-way, Cv 5.9 ¦Valve Actuator, Electronic fail-safe, AC/DC 24 V, On/Off | 212.00
Z2050Q-J+CQKX24-S | ZoneTight™ | Water | ZoneTight™ (QCV), 1/2", 2-way, Cv 5.9 ¦Valve Actuator, Electronic fail-safe, AC/DC 24 V, On/Off, 1 x SPST | 234.00
Z2050Q-J+CQKX24-SR | ZoneTight™ | Water | ZoneTight™ (QCV), 1/2", 2-way, Cv 5.9 ¦Valve Actuator, Electronic fail-safe, AC 24 V, 2...10 V, modulating | 324.00
Z2050Q-J+CQKXUP | ZoneTight™ | Water | ZoneTight™ (QCV), 1/2", 2-way, Cv 5.9 ¦Valve Actuator, Electronic fail-safe, AC/DC 100...240 V, On/Off | 236.00
Z2050Q-J+CQX24-3 | ZoneTight™ | Water | ZoneTight™ (QCV), 1/2", 2-way, Cv 5.9 ¦Configurable Valve Actuator, Non fail-safe, AC/DC 24 V, On/Off, Floating point | 212.00
Z2050Q-J+CQX24-SR | ZoneTight™ | Water | ZoneTight™ (QCV), 1/2", 2-way, Cv 5.9 ¦Configurable Valve Actuator, Non fail-safe, AC/DC 24 V, 2...10 V, modulating | 301.00
Z2050Q-J+CQXUP-3 | ZoneTight™ | Water | ZoneTight™ (QCV), 1/2", 2-way, Cv 5.9 ¦Configurable Valve Actuator, Non fail-safe, AC 100...240 V, On/Off, Floating point | 232.00
Z2050QPT-B+CQB24-3 | ZoneTight™ | Water | ZoneTight™ (PIQCV), 1/2", 2-way, GPM 0.9¦Valve Actuator, Non fail-safe, AC/DC 24 V, On/Off, Floating point | 448.00
Z2050QPT-B+CQB24-SR-L | ZoneTight™ | Water | ZoneTight™ (PIQCV), 1/2", 2-way, GPM 0.9¦Valve Actuator, Non fail-safe, AC/DC 24 V, 2...10 V, Normally Open, modulating | 539.00
Z2050QPT-B+CQB24-SR-R | ZoneTight™ | Water | ZoneTight™ (PIQCV), 1/2", 2-way, GPM 0.9¦Valve Actuator, Non fail-safe, AC/DC 24 V, 2...10 V, Normally Closed, modulating | 539.00
Z2050QPT-B+CQBUP-3 | ZoneTight™ | Water | ZoneTight™ (PIQCV), 1/2", 2-way, GPM 0.9¦Valve Actuator, Non fail-safe, AC 100...240 V, On/Off, Floating point | 464.00
Z2050QPT-B+CQKB24-LL | ZoneTight™ | Water | ZoneTight™ (PIQCV), 1/2", 2-way, GPM 0.9¦Valve Actuator, Electronic fail-safe, AC/DC 24 V, On/Off, Normally Open, Fail-safe position Open | 448.00
Z2050QPT-B+CQKB24-RR | ZoneTight™ | Water | ZoneTight™ (PIQCV), 1/2", 2-way, GPM 0.9¦Valve Actuator, Electronic fail-safe, AC/DC 24 V, On/Off, Normally Closed, Fail-safe position Closed | 448.00
Z2050QPT-B+CQKB24-S-LL | ZoneTight™ | Water | ZoneTight™ (PIQCV), 1/2", 2-way, GPM 0.9¦Valve Actuator, Electronic fail-safe, AC/DC 24 V, On/Off, 1 x SPST, Normally Open, Fail-safe position Open | 471.00
Z2050QPT-B+CQKB24-SR-LL | ZoneTight™ | Water | ZoneTight™ (PIQCV), 1/2", 2-way, GPM 0.9¦Valve Actuator, Electronic fail-safe, AC/DC 24 V, 2...10 V, Normally Open, Fail-safe position Open, modulating | 539.00
Z2050QPT-B+CQKB24-SR-LR | ZoneTight™ | Water | ZoneTight™ (PIQCV), 1/2", 2-way, GPM 0.9¦Valve Actuator, Electronic fail-safe, AC/DC 24 V, 2...10 V, Normally Open, Fail-safe position Closed, modulating | 539.00
Z2050QPT-B+CQKB24-S-RR | ZoneTight™ | Water | ZoneTight™ (PIQCV), 1/2", 2-way, GPM 0.9¦Valve Actuator, Electronic fail-safe, AC/DC 24 V, On/Off, 1 x SPST, Normally Closed, Fail-safe position Closed | 471.00
Z2050QPT-B+CQKB24-SR-RL | ZoneTight™ | Water | ZoneTight™ (PIQCV), 1/2", 2-way, GPM 0.9¦Valve Actuator, Electronic fail-safe, AC/DC 24 V, 2...10 V, Normally Closed, Fail-safe position Open, modulating | 539.00
Z2050QPT-B+CQKB24-SR-RR | ZoneTight™ | Water | ZoneTight™ (PIQCV), 1/2", 2-way, GPM 0.9¦Valve Actuator, Electronic fail-safe, AC/DC 24 V, 2...10 V, Normally Closed, Fail-safe position Closed, modulating | 539.00
Z2050QPT-B+CQKBUP-LL | ZoneTight™ | Water | ZoneTight™ (PIQCV), 1/2", 2-way, GPM 0.9¦Valve Actuator, Electronic fail-safe, AC/DC 100...240 V, On/Off, Normally Open, Fail-safe position Open | 473.00
Z2050QPT-B+CQKBUP-RR | ZoneTight™ | Water | ZoneTight™ (PIQCV), 1/2", 2-way, GPM 0.9¦Valve Actuator, Electronic fail-safe, AC/DC 100...240 V, On/Off, Normally Closed, Fail-safe position Closed | 473.00
Z2050QPT-B+CQKX24 | ZoneTight™ | Water | ZoneTight™ (PIQCV), 1/2", 2-way, GPM 0.9¦Valve Actuator, Electronic fail-safe, AC/DC 24 V, On/Off | 448.00
Z2050QPT-B+CQKX24-S | ZoneTight™ | Water | ZoneTight™ (PIQCV), 1/2", 2-way, GPM 0.9¦Valve Actuator, Electronic fail-safe, AC/DC 24 V, On/Off, 1 x SPST | 471.00
Z2050QPT-B+CQKX24-SR | ZoneTight™ | Water | ZoneTight™ (PIQCV), 1/2", 2-way, GPM 0.9¦Valve Actuator, Electronic fail-safe, AC 24 V, 2...10 V, modulating | 539.00
Z2050QPT-B+CQKXUP | ZoneTight™ | Water | ZoneTight™ (PIQCV), 1/2", 2-way, GPM 0.9¦Valve Actuator, Electronic fail-safe, AC/DC 100...240 V, On/Off | 473.00
Z2050QPT-B+CQX24-3 | ZoneTight™ | Water | ZoneTight™ (PIQCV), 1/2", 2-way, GPM 0.9¦Configurable Valve Actuator, Non fail-safe, AC/DC 24 V, On/Off, Floating point | 448.00
Z2050QPT-B+CQX24-SR | ZoneTight™ | Water | ZoneTight™ (PIQCV), 1/2", 2-way, GPM 0.9¦Configurable Valve Actuator, Non fail-safe, AC/DC 24 V, 2...10 V, modulating | 539.00
Z2050QPT-B+CQXUP-3 | ZoneTight™ | Water | ZoneTight™ (PIQCV), 1/2", 2-way, GPM 0.9¦Configurable Valve Actuator, Non fail-safe, AC 100...240 V, On/Off, Floating point | 464.00
Z2050QPT-D+CQB24-3 | ZoneTight™ | Water | ZoneTight™ (PIQCV), 1/2", 2-way, GPM 2¦Valve Actuator, Non fail-safe, AC/DC 24 V, On/Off, Floating point | 448.00
Z2050QPT-D+CQB24-SR-L | ZoneTight™ | Water | ZoneTight™ (PIQCV), 1/2", 2-way, GPM 2¦Valve Actuator, Non fail-safe, AC/DC 24 V, 2...10 V, Normally Open, modulating | 539.00
Z2050QPT-D+CQB24-SR-R | ZoneTight™ | Water | ZoneTight™ (PIQCV), 1/2", 2-way, GPM 2¦Valve Actuator, Non fail-safe, AC/DC 24 V, 2...10 V, Normally Closed, modulating | 539.00
Z2050QPT-D+CQBUP-3 | ZoneTight™ | Water | ZoneTight™ (PIQCV), 1/2", 2-way, GPM 2¦Valve Actuator, Non fail-safe, AC 100...240 V, On/Off, Floating point | 464.00
Z2050QPT-D+CQKB24-LL | ZoneTight™ | Water | ZoneTight™ (PIQCV), 1/2", 2-way, GPM 2¦Valve Actuator, Electronic fail-safe, AC/DC 24 V, On/Off, Normally Open, Fail-safe position Open | 448.00
Z2050QPT-D+CQKB24-RR | ZoneTight™ | Water | ZoneTight™ (PIQCV), 1/2", 2-way, GPM 2¦Valve Actuator, Electronic fail-safe, AC/DC 24 V, On/Off, Normally Closed, Fail-safe position Closed | 448.00
Z2050QPT-D+CQKB24-S-LL | ZoneTight™ | Water | ZoneTight™ (PIQCV), 1/2", 2-way, GPM 2¦Valve Actuator, Electronic fail-safe, AC/DC 24 V, On/Off, 1 x SPST, Normally Open, Fail-safe position Open | 471.00
Z2050QPT-D+CQKB24-SR-LL | ZoneTight™ | Water | ZoneTight™ (PIQCV), 1/2", 2-way, GPM 2¦Valve Actuator, Electronic fail-safe, AC/DC 24 V, 2...10 V, Normally Open, Fail-safe position Open, modulating | 539.00
Z2050QPT-D+CQKB24-SR-LR | ZoneTight™ | Water | ZoneTight™ (PIQCV), 1/2", 2-way, GPM 2¦Valve Actuator, Electronic fail-safe, AC/DC 24 V, 2...10 V, Normally Open, Fail-safe position Closed, modulating | 539.00
Z2050QPT-D+CQKB24-S-RR | ZoneTight™ | Water | ZoneTight™ (PIQCV), 1/2", 2-way, GPM 2¦Valve Actuator, Electronic fail-safe, AC/DC 24 V, On/Off, 1 x SPST, Normally Closed, Fail-safe position Closed | 471.00
Z2050QPT-D+CQKB24-SR-RL | ZoneTight™ | Water | ZoneTight™ (PIQCV), 1/2", 2-way, GPM 2¦Valve Actuator, Electronic fail-safe, AC/DC 24 V, 2...10 V, Normally Closed, Fail-safe position Open, modulating | 539.00
Z2050QPT-D+CQKB24-SR-RR | ZoneTight™ | Water | ZoneTight™ (PIQCV), 1/2", 2-way, GPM 2¦Valve Actuator, Electronic fail-safe, AC/DC 24 V, 2...10 V, Normally Closed, Fail-safe position Closed, modulating | 539.00
Z2050QPT-D+CQKBUP-LL | ZoneTight™ | Water | ZoneTight™ (PIQCV), 1/2", 2-way, GPM 0.9¦Valve Actuator, Electronic fail-safe, AC/DC 100...240 V, On/Off, Normally Open, Fail-safe position Open | 473.00
Z2050QPT-D+CQKBUP-RR | ZoneTight™ | Water | ZoneTight™ (PIQCV), 1/2", 2-way, GPM 0.9¦Valve Actuator, Electronic fail-safe, AC/DC 100...240 V, On/Off, Normally Closed, Fail-safe position Closed | 473.00
Z2050QPT-D+CQKX24 | ZoneTight™ | Water | ZoneTight™ (PIQCV), 1/2", 2-way, GPM 2¦Valve Actuator, Electronic fail-safe, AC/DC 24 V, On/Off | 448.00
Z2050QPT-D+CQKX24-S | ZoneTight™ | Water | ZoneTight™ (PIQCV), 1/2", 2-way, GPM 2¦Valve Actuator, Electronic fail-safe, AC/DC 24 V, On/Off, 1 x SPST | 471.00
Z2050QPT-D+CQKX24-SR | ZoneTight™ | Water | ZoneTight™ (PIQCV), 1/2", 2-way, GPM 2¦Valve Actuator, Electronic fail-safe, AC 24 V, 2...10 V, modulating | 539.00
Z2050QPT-D+CQKXUP | ZoneTight™ | Water | ZoneTight™ (PIQCV), 1/2", 2-way, GPM 0.9¦Valve Actuator, Electronic fail-safe, AC/DC 100...240 V, On/Off | 473.00
Z2050QPT-D+CQX24-3 | ZoneTight™ | Water | ZoneTight™ (PIQCV), 1/2", 2-way, GPM 2¦Configurable Valve Actuator, Non fail-safe, AC/DC 24 V, On/Off, Floating point | 448.00
Z2050QPT-D+CQX24-SR | ZoneTight™ | Water | ZoneTight™ (PIQCV), 1/2", 2-way, GPM 2¦Configurable Valve Actuator, Non fail-safe, AC/DC 24 V, 2...10 V, modulating | 539.00
Z2050QPT-D+CQXUP-3 | ZoneTight™ | Water | ZoneTight™ (PIQCV), 1/2", 2-way, GPM 2¦Configurable Valve Actuator, Non fail-safe, AC 100...240 V, On/Off, Floating point | 464.00
Z2050QPT-F+CQB24-3 | ZoneTight™ | Water | ZoneTight™ (PIQCV), 1/2", 2-way, GPM 4.3¦Valve Actuator, Non fail-safe, AC/DC 24 V, On/Off, Floating point | 472.00
Z2050QPT-F+CQB24-SR-L | ZoneTight™ | Water | ZoneTight™ (PIQCV), 1/2", 2-way, GPM 4.3¦Valve Actuator, Non fail-safe, AC/DC 24 V, 2...10 V, Normally Open, modulating | 565.00
Z2050QPT-F+CQB24-SR-R | ZoneTight™ | Water | ZoneTight™ (PIQCV), 1/2", 2-way, GPM 4.3¦Valve Actuator, Non fail-safe, AC/DC 24 V, 2...10 V, Normally Closed, modulating | 565.00
Z2050QPT-F+CQBUP-3 | ZoneTight™ | Water | ZoneTight™ (PIQCV), 1/2", 2-way, GPM 4.3¦Valve Actuator, Non fail-safe, AC 100...240 V, On/Off, Floating point | 492.00
Z2050QPT-F+CQKB24-LL | ZoneTight™ | Water | ZoneTight™ (PIQCV), 1/2", 2-way, GPM 4.3¦Valve Actuator, Electronic fail-safe, AC/DC 24 V, On/Off, Normally Open, Fail-safe position Open | 472.00
Z2050QPT-F+CQKB24-RR | ZoneTight™ | Water | ZoneTight™ (PIQCV), 1/2", 2-way, GPM 4.3¦Valve Actuator, Electronic fail-safe, AC/DC 24 V, On/Off, Normally Closed, Fail-safe position Closed | 472.00
Z2050QPT-F+CQKB24-S-LL | ZoneTight™ | Water | ZoneTight™ (PIQCV), 1/2", 2-way, GPM 4.3¦Valve Actuator, Electronic fail-safe, AC/DC 24 V, On/Off, 1 x SPST, Normally Open, Fail-safe position Open | 494.00
Z2050QPT-F+CQKB24-SR-LL | ZoneTight™ | Water | ZoneTight™ (PIQCV), 1/2", 2-way, GPM 4.3¦Valve Actuator, Electronic fail-safe, AC/DC 24 V, 2...10 V, Normally Open, Fail-safe position Open, modulating | 565.00
Z2050QPT-F+CQKB24-SR-LR | ZoneTight™ | Water | ZoneTight™ (PIQCV), 1/2", 2-way, GPM 4.3¦Valve Actuator, Electronic fail-safe, AC/DC 24 V, 2...10 V, Normally Open, Fail-safe position Closed, modulating | 565.00
Z2050QPT-F+CQKB24-S-RR | ZoneTight™ | Water | ZoneTight™ (PIQCV), 1/2", 2-way, GPM 4.3¦Valve Actuator, Electronic fail-safe, AC/DC 24 V, On/Off, 1 x SPST, Normally Closed, Fail-safe position Closed | 494.00
Z2050QPT-F+CQKB24-SR-RL | ZoneTight™ | Water | ZoneTight™ (PIQCV), 1/2", 2-way, GPM 4.3¦Valve Actuator, Electronic fail-safe, AC/DC 24 V, 2...10 V, Normally Closed, Fail-safe position Open, modulating | 565.00
Z2050QPT-F+CQKB24-SR-RR | ZoneTight™ | Water | ZoneTight™ (PIQCV), 1/2", 2-way, GPM 4.3¦Valve Actuator, Electronic fail-safe, AC/DC 24 V, 2...10 V, Normally Closed, Fail-safe position Closed, modulating | 565.00
Z2050QPT-F+CQKBUP-LL | ZoneTight™ | Water | ZoneTight™ (PIQCV), 1/2", 2-way, GPM 4.3¦Valve Actuator, Electronic fail-safe, AC/DC 100...240 V, On/Off, Normally Open, Fail-safe position Open | 496.00
Z2050QPT-F+CQKBUP-RR | ZoneTight™ | Water | ZoneTight™ (PIQCV), 1/2", 2-way, GPM 4.3¦Valve Actuator, Electronic fail-safe, AC/DC 100...240 V, On/Off, Normally Closed, Fail-safe position Closed | 496.00
Z2050QPT-F+CQKX24 | ZoneTight™ | Water | ZoneTight™ (PIQCV), 1/2", 2-way, GPM 4.3¦Valve Actuator, Electronic fail-safe, AC/DC 24 V, On/Off | 472.00
Z2050QPT-F+CQKX24-S | ZoneTight™ | Water | ZoneTight™ (PIQCV), 1/2", 2-way, GPM 4.3¦Valve Actuator, Electronic fail-safe, AC/DC 24 V, On/Off, 1 x SPST | 494.00
Z2050QPT-F+CQKX24-SR | ZoneTight™ | Water | ZoneTight™ (PIQCV), 1/2", 2-way, GPM 4.3¦Valve Actuator, Electronic fail-safe, AC 24 V, 2...10 V, modulating | 565.00
Z2050QPT-F+CQKXUP | ZoneTight™ | Water | ZoneTight™ (PIQCV), 1/2", 2-way, GPM 4.3¦Valve Actuator, Electronic fail-safe, AC/DC 100...240 V, On/Off | 496.00
Z2050QPT-F+CQX24-3 | ZoneTight™ | Water | ZoneTight™ (PIQCV), 1/2", 2-way, GPM 4.3¦Configurable Valve Actuator, Non fail-safe, AC/DC 24 V, On/Off, Floating point | 472.00
Z2050QPT-F+CQX24-SR | ZoneTight™ | Water | ZoneTight™ (PIQCV), 1/2", 2-way, GPM 4.3¦Configurable Valve Actuator, Non fail-safe, AC/DC 24 V, 2...10 V, modulating | 565.00
Z2050QPT-F+CQXUP-3 | ZoneTight™ | Water | ZoneTight™ (PIQCV), 1/2", 2-way, GPM 4.3¦Configurable Valve Actuator, Non fail-safe, AC 100...240 V, On/Off, Floating point | 492.00
Z2050QS-F | ZoneTight™ | Water | ZoneTight™ (QCV), 1/2", 2-way, Cv 1.2 | 40.00
Z2050QS-F+CQB24-3 | ZoneTight™ | Water | ZoneTight™ (QCV), 1/2", 2-way, Cv 1.2 ¦Valve Actuator, Non fail-safe, AC/DC 24 V, On/Off, Floating point | 212.00
Z2050QS-F+CQB24-SR-L | ZoneTight™ | Water | ZoneTight™ (QCV), 1/2", 2-way, Cv 1.2 ¦Valve Actuator, Non fail-safe, AC/DC 24 V, 2...10 V, Normally Open, modulating | 301.00
Z2050QS-F+CQB24-SR-R | ZoneTight™ | Water | ZoneTight™ (QCV), 1/2", 2-way, Cv 1.2 ¦Valve Actuator, Non fail-safe, AC/DC 24 V, 2...10 V, Normally Closed, modulating | 301.00
Z2050QS-F+CQBUP-3 | ZoneTight™ | Water | ZoneTight™ (QCV), 1/2", 2-way, Cv 1.2 ¦Valve Actuator, Non fail-safe, AC 100...240 V, On/Off, Floating point | 232.00
Z2050QS-F+CQKB24-LL | ZoneTight™ | Water | ZoneTight™ (QCV), 1/2", 2-way, Cv 1.2 ¦Valve Actuator, Electronic fail-safe, AC/DC 24 V, On/Off, Normally Open, Fail-safe position Open | 212.00
Z2050QS-F+CQKB24-RR | ZoneTight™ | Water | ZoneTight™ (QCV), 1/2", 2-way, Cv 1.2 ¦Valve Actuator, Electronic fail-safe, AC/DC 24 V, On/Off, Normally Closed, Fail-safe position Closed | 212.00
Z2050QS-F+CQKB24-S-LL | ZoneTight™ | Water | ZoneTight™ (QCV), 1/2", 2-way, Cv 1.2 ¦Valve Actuator, Electronic fail-safe, AC/DC 24 V, On/Off, 1 x SPST, Normally Open, Fail-safe position Open | 234.00
Z2050QS-F+CQKB24-SR-LL | ZoneTight™ | Water | ZoneTight™ (QCV), 1/2", 2-way, Cv 1.2 ¦Valve Actuator, Electronic fail-safe, AC/DC 24 V, 2...10 V, Normally Open, Fail-safe position Open, modulating | 324.00
Z2050QS-F+CQKB24-SR-LR | ZoneTight™ | Water | ZoneTight™ (QCV), 1/2", 2-way, Cv 1.2 ¦Valve Actuator, Electronic fail-safe, AC/DC 24 V, 2...10 V, Normally Open, Fail-safe position Closed, modulating | 324.00
Z2050QS-F+CQKB24-S-RR | ZoneTight™ | Water | ZoneTight™ (QCV), 1/2", 2-way, Cv 1.2 ¦Valve Actuator, Electronic fail-safe, AC/DC 24 V, On/Off, 1 x SPST, Normally Closed, Fail-safe position Closed | 234.00
Z2050QS-F+CQKB24-SR-RL | ZoneTight™ | Water | ZoneTight™ (QCV), 1/2", 2-way, Cv 1.2 ¦Valve Actuator, Electronic fail-safe, AC/DC 24 V, 2...10 V, Normally Closed, Fail-safe position Open, modulating | 324.00
Z2050QS-F+CQKB24-SR-RR | ZoneTight™ | Water | ZoneTight™ (QCV), 1/2", 2-way, Cv 1.2 ¦Valve Actuator, Electronic fail-safe, AC/DC 24 V, 2...10 V, Normally Closed, Fail-safe position Closed, modulating | 324.00
Z2050QS-F+CQKBUP-LL | ZoneTight™ | Water | ZoneTight™ (QCV), 1/2", 2-way, Cv 1.2 ¦Valve Actuator, Electronic fail-safe, AC/DC 100...240 V, On/Off, Normally Open, Fail-safe position Open | 236.00
Z2050QS-F+CQKBUP-RR | ZoneTight™ | Water | ZoneTight™ (QCV), 1/2", 2-way, Cv 1.2 ¦Valve Actuator, Electronic fail-safe, AC/DC 100...240 V, On/Off, Normally Closed, Fail-safe position Closed | 236.00
Z2050QS-F+CQKX24 | ZoneTight™ | Water | ZoneTight™ (QCV), 1/2", 2-way, Cv 1.2 ¦Valve Actuator, Electronic fail-safe, AC/DC 24 V, On/Off | 212.00
Z2050QS-F+CQKX24-S | ZoneTight™ | Water | ZoneTight™ (QCV), 1/2", 2-way, Cv 1.2 ¦Valve Actuator, Electronic fail-safe, AC/DC 24 V, On/Off, 1 x SPST | 234.00
Z2050QS-F+CQKX24-SR | ZoneTight™ | Water | ZoneTight™ (QCV), 1/2", 2-way, Cv 1.2 ¦Valve Actuator, Electronic fail-safe, AC 24 V, 2...10 V, modulating | 324.00
Z2050QS-F+CQKXUP | ZoneTight™ | Water | ZoneTight™ (QCV), 1/2", 2-way, Cv 1.2 ¦Valve Actuator, Electronic fail-safe, AC/DC 100...240 V, On/Off | 236.00
Z2050QS-F+CQX24-3 | ZoneTight™ | Water | ZoneTight™ (QCV), 1/2", 2-way, Cv 1.2 ¦Configurable Valve Actuator, Non fail-safe, AC/DC 24 V, On/Off, Floating point | 212.00
Z2050QS-F+CQX24-SR | ZoneTight™ | Water | ZoneTight™ (QCV), 1/2", 2-way, Cv 1.2 ¦Configurable Valve Actuator, Non fail-safe, AC/DC 24 V, 2...10 V, modulating | 301.00
Z2050QS-F+CQXUP-3 | ZoneTight™ | Water | ZoneTight™ (QCV), 1/2", 2-way, Cv 1.2 ¦Configurable Valve Actuator, Non fail-safe, AC 100...240 V, On/Off, Floating point | 232.00
Z2050QS-J | ZoneTight™ | Water | ZoneTight™ (QCV), 1/2", 2-way, Cv 5.9 | 40.00
Z2050QS-J+CQB24-3 | ZoneTight™ | Water | ZoneTight™ (QCV), 1/2", 2-way, Cv 5.9 ¦Valve Actuator, Non fail-safe, AC/DC 24 V, On/Off, Floating point | 212.00
Z2050QS-J+CQB24-SR-L | ZoneTight™ | Water | ZoneTight™ (QCV), 1/2", 2-way, Cv 5.9 ¦Valve Actuator, Non fail-safe, AC/DC 24 V, 2...10 V, Normally Open, modulating | 301.00
Z2050QS-J+CQB24-SR-R | ZoneTight™ | Water | ZoneTight™ (QCV), 1/2", 2-way, Cv 5.9 ¦Valve Actuator, Non fail-safe, AC/DC 24 V, 2...10 V, Normally Closed, modulating | 301.00
Z2050QS-J+CQBUP-3 | ZoneTight™ | Water | ZoneTight™ (QCV), 1/2", 2-way, Cv 5.9 ¦Valve Actuator, Non fail-safe, AC 100...240 V, On/Off, Floating point | 232.00
Z2050QS-J+CQKB24-LL | ZoneTight™ | Water | ZoneTight™ (QCV), 1/2", 2-way, Cv 5.9 ¦Valve Actuator, Electronic fail-safe, AC/DC 24 V, On/Off, Normally Open, Fail-safe position Open | 212.00
Z2050QS-J+CQKB24-RR | ZoneTight™ | Water | ZoneTight™ (QCV), 1/2", 2-way, Cv 5.9 ¦Valve Actuator, Electronic fail-safe, AC/DC 24 V, On/Off, Normally Closed, Fail-safe position Closed | 212.00
Z2050QS-J+CQKB24-S-LL | ZoneTight™ | Water | ZoneTight™ (QCV), 1/2", 2-way, Cv 5.9 ¦Valve Actuator, Electronic fail-safe, AC/DC 24 V, On/Off, 1 x SPST, Normally Open, Fail-safe position Open | 234.00
Z2050QS-J+CQKB24-SR-LL | ZoneTight™ | Water | ZoneTight™ (QCV), 1/2", 2-way, Cv 5.9 ¦Valve Actuator, Electronic fail-safe, AC/DC 24 V, 2...10 V, Normally Open, Fail-safe position Open, modulating | 324.00
Z2050QS-J+CQKB24-SR-LR | ZoneTight™ | Water | ZoneTight™ (QCV), 1/2", 2-way, Cv 5.9 ¦Valve Actuator, Electronic fail-safe, AC/DC 24 V, 2...10 V, Normally Open, Fail-safe position Closed, modulating | 324.00
Z2050QS-J+CQKB24-S-RR | ZoneTight™ | Water | ZoneTight™ (QCV), 1/2", 2-way, Cv 5.9 ¦Valve Actuator, Electronic fail-safe, AC/DC 24 V, On/Off, 1 x SPST, Normally Closed, Fail-safe position Closed | 234.00
Z2050QS-J+CQKB24-SR-RL | ZoneTight™ | Water | ZoneTight™ (QCV), 1/2", 2-way, Cv 5.9 ¦Valve Actuator, Electronic fail-safe, AC/DC 24 V, 2...10 V, Normally Closed, Fail-safe position Open, modulating | 324.00
Z2050QS-J+CQKB24-SR-RR | ZoneTight™ | Water | ZoneTight™ (QCV), 1/2", 2-way, Cv 5.9 ¦Valve Actuator, Electronic fail-safe, AC/DC 24 V, 2...10 V, Normally Closed, Fail-safe position Closed, modulating | 324.00
Z2050QS-J+CQKBUP-LL | ZoneTight™ | Water | ZoneTight™ (QCV), 1/2", 2-way, Cv 5.9 ¦Valve Actuator, Electronic fail-safe, AC/DC 100...240 V, On/Off, Normally Open, Fail-safe position Open | 236.00
Z2050QS-J+CQKBUP-RR | ZoneTight™ | Water | ZoneTight™ (QCV), 1/2", 2-way, Cv 5.9 ¦Valve Actuator, Electronic fail-safe, AC/DC 100...240 V, On/Off, Normally Closed, Fail-safe position Closed | 236.00
Z2050QS-J+CQKX24 | ZoneTight™ | Water | ZoneTight™ (QCV), 1/2", 2-way, Cv 5.9 ¦Valve Actuator, Electronic fail-safe, AC/DC 24 V, On/Off | 212.00
Z2050QS-J+CQKX24-S | ZoneTight™ | Water | ZoneTight™ (QCV), 1/2", 2-way, Cv 5.9 ¦Valve Actuator, Electronic fail-safe, AC/DC 24 V, On/Off, 1 x SPST | 234.00
Z2050QS-J+CQKX24-SR | ZoneTight™ | Water | ZoneTight™ (QCV), 1/2", 2-way, Cv 5.9 ¦Valve Actuator, Electronic fail-safe, AC 24 V, 2...10 V, modulating | 324.00
Z2050QS-J+CQKXUP | ZoneTight™ | Water | ZoneTight™ (QCV), 1/2", 2-way, Cv 5.9 ¦Valve Actuator, Electronic fail-safe, AC/DC 100...240 V, On/Off | 236.00
Z2050QS-J+CQX24-3 | ZoneTight™ | Water | ZoneTight™ (QCV), 1/2", 2-way, Cv 5.9 ¦Configurable Valve Actuator, Non fail-safe, AC/DC 24 V, On/Off, Floating point | 212.00
Z2050QS-J+CQX24-SR | ZoneTight™ | Water | ZoneTight™ (QCV), 1/2", 2-way, Cv 5.9 ¦Configurable Valve Actuator, Non fail-safe, AC/DC 24 V, 2...10 V, modulating | 301.00
Z2050QS-J+CQXUP-3 | ZoneTight™ | Water | ZoneTight™ (QCV), 1/2", 2-way, Cv 5.9 ¦Configurable Valve Actuator, Non fail-safe, AC 100...240 V, On/Off, Floating point | 232.00
Z2075Q-K | ZoneTight™ | Water | ZoneTight™ (QCV), 3/4", 2-way, Cv 9.8 | 66.00
Z2075Q-K.1 | ZoneTight™ | Water | ZoneTight™ (QCV), 3/4", 2-way, Cv 9.8 | 62.00
Z2075Q-K+CQB24-3 | ZoneTight™ | Water | ZoneTight™ (QCV), 3/4", 2-way, Cv 9.8 ¦Valve Actuator, Non fail-safe, AC/DC 24 V, On/Off, Floating point | 237.00
Z2075Q-K+CQB24-SR-L | ZoneTight™ | Water | ZoneTight™ (QCV), 3/4", 2-way, Cv 9.8 ¦Valve Actuator, Non fail-safe, AC/DC 24 V, 2...10 V, Normally Open, modulating | 325.00
Z2075Q-K+CQB24-SR-R | ZoneTight™ | Water | ZoneTight™ (QCV), 3/4", 2-way, Cv 9.8 ¦Valve Actuator, Non fail-safe, AC/DC 24 V, 2...10 V, Normally Closed, modulating | 325.00
Z2075Q-K+CQBUP-3 | ZoneTight™ | Water | ZoneTight™ (QCV), 3/4", 2-way, Cv 9.8 ¦Valve Actuator, Non fail-safe, AC 100...240 V, On/Off, Floating point | 256.00
Z2075Q-K+CQKB24-LL | ZoneTight™ | Water | ZoneTight™ (QCV), 3/4", 2-way, Cv 9.8 ¦Valve Actuator, Electronic fail-safe, AC/DC 24 V, On/Off, Normally Open, Fail-safe position Open | 237.00
Z2075Q-K+CQKB24-RR | ZoneTight™ | Water | ZoneTight™ (QCV), 3/4", 2-way, Cv 9.8 ¦Valve Actuator, Electronic fail-safe, AC/DC 24 V, On/Off, Normally Closed, Fail-safe position Closed | 237.00
Z2075Q-K+CQKB24-S-LL | ZoneTight™ | Water | ZoneTight™ (QCV), 3/4", 2-way, Cv 9.8 ¦Valve Actuator, Electronic fail-safe, AC/DC 24 V, On/Off, 1 x SPST, Normally Open, Fail-safe position Open | 260.00
Z2075Q-K+CQKB24-SR-LL | ZoneTight™ | Water | ZoneTight™ (QCV), 3/4", 2-way, Cv 9.8 ¦Valve Actuator, Electronic fail-safe, AC/DC 24 V, 2...10 V, Normally Open, Fail-safe position Open, modulating | 350.00
Z2075Q-K+CQKB24-SR-LR | ZoneTight™ | Water | ZoneTight™ (QCV), 3/4", 2-way, Cv 9.8 ¦Valve Actuator, Electronic fail-safe, AC/DC 24 V, 2...10 V, Normally Open, Fail-safe position Closed, modulating | 350.00
Z2075Q-K+CQKB24-S-RR | ZoneTight™ | Water | ZoneTight™ (QCV), 3/4", 2-way, Cv 9.8 ¦Valve Actuator, Electronic fail-safe, AC/DC 24 V, On/Off, 1 x SPST, Normally Closed, Fail-safe position Closed | 260.00
Z2075Q-K+CQKB24-SR-RL | ZoneTight™ | Water | ZoneTight™ (QCV), 3/4", 2-way, Cv 9.8 ¦Valve Actuator, Electronic fail-safe, AC/DC 24 V, 2...10 V, Normally Closed, Fail-safe position Open, modulating | 350.00
Z2075Q-K+CQKB24-SR-RR | ZoneTight™ | Water | ZoneTight™ (QCV), 3/4", 2-way, Cv 9.8 ¦Valve Actuator, Electronic fail-safe, AC/DC 24 V, 2...10 V, Normally Closed, Fail-safe position Closed, modulating | 350.00
Z2075Q-K+CQKBUP-LL | ZoneTight™ | Water | ZoneTight™ (QCV), 3/4", 2-way, Cv 9.8 ¦Valve Actuator, Electronic fail-safe, AC/DC 100...240 V, On/Off, Normally Open, Fail-safe position Open | 263.00
Z2075Q-K+CQKBUP-RR | ZoneTight™ | Water | ZoneTight™ (QCV), 3/4", 2-way, Cv 9.8 ¦Valve Actuator, Electronic fail-safe, AC/DC 100...240 V, On/Off, Normally Closed, Fail-safe position Closed | 263.00
Z2075Q-K+CQKCB24-SR-RR | ZoneTight™ | Water | ZoneTight™ (QCV), 3/4", 2-way, Cv 9.8 ¦Valve Actuator, Electronic fail-safe, AC 24 V, 2...10 V, Normally Closed, Fail-safe position Closed, modulating | 409.00
Z2075Q-K+CQKX24 | ZoneTight™ | Water | ZoneTight™ (QCV), 3/4", 2-way, Cv 9.8 ¦Valve Actuator, Electronic fail-safe, AC/DC 24 V, On/Off | 237.00
Z2075Q-K+CQKX24-S | ZoneTight™ | Water | ZoneTight™ (QCV), 3/4", 2-way, Cv 9.8 ¦Valve Actuator, Electronic fail-safe, AC/DC 24 V, On/Off, 1 x SPST | 260.00
Z2075Q-K+CQKX24-SR | ZoneTight™ | Water | ZoneTight™ (QCV), 3/4", 2-way, Cv 9.8 ¦Valve Actuator, Electronic fail-safe, AC 24 V, 2...10 V, modulating | 350.00
Z2075Q-K+CQKXUP | ZoneTight™ | Water | ZoneTight™ (QCV), 3/4", 2-way, Cv 9.8 ¦Valve Actuator, Electronic fail-safe, AC/DC 100...240 V, On/Off | 263.00
Z2075Q-K+CQX24-3 | ZoneTight™ | Water | ZoneTight™ (QCV), 3/4", 2-way, Cv 9.8 ¦Configurable Valve Actuator, Non fail-safe, AC/DC 24 V, On/Off, Floating point | 237.00
Z2075Q-K+CQX24-SR | ZoneTight™ | Water | ZoneTight™ (QCV), 3/4", 2-way, Cv 9.8 ¦Configurable Valve Actuator, Non fail-safe, AC/DC 24 V, 2...10 V, modulating | 325.00
Z2075Q-K+CQXUP-3 | ZoneTight™ | Water | ZoneTight™ (QCV), 3/4", 2-way, Cv 9.8 ¦Configurable Valve Actuator, Non fail-safe, AC 100...240 V, On/Off, Floating point | 256.00
Z2075QPT-G+CQB24-3 | ZoneTight™ | Water | ZoneTight™ (PIQCV), 3/4", 2-way, GPM 9¦Valve Actuator, Non fail-safe, AC/DC 24 V, On/Off, Floating point | 638.00
Z2075QPT-G+CQB24-SR-L | ZoneTight™ | Water | ZoneTight™ (PIQCV), 3/4", 2-way, GPM 9¦Valve Actuator, Non fail-safe, AC/DC 24 V, 2...10 V, Normally Open, modulating | 690.00
Z2075QPT-G+CQB24-SR-R | ZoneTight™ | Water | ZoneTight™ (PIQCV), 3/4", 2-way, GPM 9¦Valve Actuator, Non fail-safe, AC/DC 24 V, 2...10 V, Normally Closed, modulating | 690.00
Z2075QPT-G+CQBUP-3 | ZoneTight™ | Water | ZoneTight™ (PIQCV), 3/4", 2-way, GPM 9¦Valve Actuator, Non fail-safe, AC 100...240 V, On/Off, Floating point | 656.00
Z2075QPT-G+CQKB24-LL | ZoneTight™ | Water | ZoneTight™ (PIQCV), 3/4", 2-way, GPM 9¦Valve Actuator, Electronic fail-safe, AC/DC 24 V, On/Off, Normally Open, Fail-safe position Open | 638.00
Z2075QPT-G+CQKB24-RR | ZoneTight™ | Water | ZoneTight™ (PIQCV), 3/4", 2-way, GPM 9¦Valve Actuator, Electronic fail-safe, AC/DC 24 V, On/Off, Normally Closed, Fail-safe position Closed | 638.00
Z2075QPT-G+CQKB24-S-LL | ZoneTight™ | Water | ZoneTight™ (PIQCV), 3/4", 2-way, GPM 9¦Valve Actuator, Electronic fail-safe, AC/DC 24 V, On/Off, 1 x SPST, Normally Open, Fail-safe position Open | 660.00
Z2075QPT-G+CQKB24-SR-LL | ZoneTight™ | Water | ZoneTight™ (PIQCV), 3/4", 2-way, GPM 9¦Valve Actuator, Electronic fail-safe, AC/DC 24 V, 2...10 V, Normally Open, Fail-safe position Open, modulating | 690.00
Z2075QPT-G+CQKB24-SR-LR | ZoneTight™ | Water | ZoneTight™ (PIQCV), 3/4", 2-way, GPM 9¦Valve Actuator, Electronic fail-safe, AC/DC 24 V, 2...10 V, Normally Open, Fail-safe position Closed, modulating | 690.00
Z2075QPT-G+CQKB24-S-RR | ZoneTight™ | Water | ZoneTight™ (PIQCV), 3/4", 2-way, GPM 9¦Valve Actuator, Electronic fail-safe, AC/DC 24 V, On/Off, 1 x SPST, Normally Closed, Fail-safe position Closed | 660.00
Z2075QPT-G+CQKB24-SR-RL | ZoneTight™ | Water | ZoneTight™ (PIQCV), 3/4", 2-way, GPM 9¦Valve Actuator, Electronic fail-safe, AC/DC 24 V, 2...10 V, Normally Closed, Fail-safe position Open, modulating | 690.00
Z2075QPT-G+CQKB24-SR-RR | ZoneTight™ | Water | ZoneTight™ (PIQCV), 3/4", 2-way, GPM 9¦Valve Actuator, Electronic fail-safe, AC/DC 24 V, 2...10 V, Normally Closed, Fail-safe position Closed, modulating | 690.00
Z2075QPT-G+CQKBUP-LL | ZoneTight™ | Water | ZoneTight™ (PIQCV), 3/4", 2-way, GPM 9¦Valve Actuator, Electronic fail-safe, AC/DC 100...240 V, On/Off, Normally Open, Fail-safe position Open | 663.00
Z2075QPT-G+CQKBUP-RR | ZoneTight™ | Water | ZoneTight™ (PIQCV), 3/4", 2-way, GPM 9¦Valve Actuator, Electronic fail-safe, AC/DC 100...240 V, On/Off, Normally Closed, Fail-safe position Closed | 663.00
Z2075QPT-G+CQKX24 | ZoneTight™ | Water | ZoneTight™ (PIQCV), 3/4", 2-way, GPM 9¦Valve Actuator, Electronic fail-safe, AC/DC 24 V, On/Off | 638.00
Z2075QPT-G+CQKX24-S | ZoneTight™ | Water | ZoneTight™ (PIQCV), 3/4", 2-way, GPM 9¦Valve Actuator, Electronic fail-safe, AC/DC 24 V, On/Off, 1 x SPST | 660.00
Z2075QPT-G+CQKX24-SR | ZoneTight™ | Water | ZoneTight™ (PIQCV), 3/4", 2-way, GPM 9¦Valve Actuator, Electronic fail-safe, AC 24 V, 2...10 V, modulating | 690.00
Z2075QPT-G+CQKXUP | ZoneTight™ | Water | ZoneTight™ (PIQCV), 3/4", 2-way, GPM 9¦Valve Actuator, Electronic fail-safe, AC/DC 100...240 V, On/Off | 663.00
Z2075QPT-G+CQX24-3 | ZoneTight™ | Water | ZoneTight™ (PIQCV), 3/4", 2-way, GPM 9¦Configurable Valve Actuator, Non fail-safe, AC/DC 24 V, On/Off, Floating point | 638.00
Z2075QPT-G+CQX24-SR | ZoneTight™ | Water | ZoneTight™ (PIQCV), 3/4", 2-way, GPM 9¦Configurable Valve Actuator, Non fail-safe, AC/DC 24 V, 2...10 V, modulating | 690.00
Z2075QPT-G+CQXUP-3 | ZoneTight™ | Water | ZoneTight™ (PIQCV), 3/4", 2-way, GPM 9¦Configurable Valve Actuator, Non fail-safe, AC 100...240 V, On/Off, Floating point | 656.00
Z2075QS-K | ZoneTight™ | Water | ZoneTight™ (QCV), 3/4", 2-way, Cv 9.8 | 66.00
Z2075QS-K+CQB24-3 | ZoneTight™ | Water | ZoneTight™ (QCV), 3/4", 2-way, Cv 9.8 ¦Valve Actuator, Non fail-safe, AC/DC 24 V, On/Off, Floating point | 237.00
Z2075QS-K+CQB24-SR-L | ZoneTight™ | Water | ZoneTight™ (QCV), 3/4", 2-way, Cv 9.8 ¦Valve Actuator, Non fail-safe, AC/DC 24 V, 2...10 V, Normally Open, modulating | 325.00
Z2075QS-K+CQB24-SR-R | ZoneTight™ | Water | ZoneTight™ (QCV), 3/4", 2-way, Cv 9.8 ¦Valve Actuator, Non fail-safe, AC/DC 24 V, 2...10 V, Normally Closed, modulating | 325.00
Z2075QS-K+CQBUP-3 | ZoneTight™ | Water | ZoneTight™ (QCV), 3/4", 2-way, Cv 9.8 ¦Valve Actuator, Non fail-safe, AC 100...240 V, On/Off, Floating point | 256.00
Z2075QS-K+CQKB24-LL | ZoneTight™ | Water | ZoneTight™ (QCV), 3/4", 2-way, Cv 9.8 ¦Valve Actuator, Electronic fail-safe, AC/DC 24 V, On/Off, Normally Open, Fail-safe position Open | 237.00
Z2075QS-K+CQKB24-RR | ZoneTight™ | Water | ZoneTight™ (QCV), 3/4", 2-way, Cv 9.8 ¦Valve Actuator, Electronic fail-safe, AC/DC 24 V, On/Off, Normally Closed, Fail-safe position Closed | 237.00
Z2075QS-K+CQKB24-S-LL | ZoneTight™ | Water | ZoneTight™ (QCV), 3/4", 2-way, Cv 9.8 ¦Valve Actuator, Electronic fail-safe, AC/DC 24 V, On/Off, 1 x SPST, Normally Open, Fail-safe position Open | 260.00
Z2075QS-K+CQKB24-SR-LL | ZoneTight™ | Water | ZoneTight™ (QCV), 3/4", 2-way, Cv 9.8 ¦Valve Actuator, Electronic fail-safe, AC/DC 24 V, 2...10 V, Normally Open, Fail-safe position Open, modulating | 350.00
Z2075QS-K+CQKB24-SR-LR | ZoneTight™ | Water | ZoneTight™ (QCV), 3/4", 2-way, Cv 9.8 ¦Valve Actuator, Electronic fail-safe, AC/DC 24 V, 2...10 V, Normally Open, Fail-safe position Closed, modulating | 350.00
Z2075QS-K+CQKB24-S-RR | ZoneTight™ | Water | ZoneTight™ (QCV), 3/4", 2-way, Cv 9.8 ¦Valve Actuator, Electronic fail-safe, AC/DC 24 V, On/Off, 1 x SPST, Normally Closed, Fail-safe position Closed | 260.00
Z2075QS-K+CQKB24-SR-RL | ZoneTight™ | Water | ZoneTight™ (QCV), 3/4", 2-way, Cv 9.8 ¦Valve Actuator, Electronic fail-safe, AC/DC 24 V, 2...10 V, Normally Closed, Fail-safe position Open, modulating | 350.00
Z2075QS-K+CQKB24-SR-RR | ZoneTight™ | Water | ZoneTight™ (QCV), 3/4", 2-way, Cv 9.8 ¦Valve Actuator, Electronic fail-safe, AC/DC 24 V, 2...10 V, Normally Closed, Fail-safe position Closed, modulating | 350.00
Z2075QS-K+CQKBUP-LL | ZoneTight™ | Water | ZoneTight™ (QCV), 3/4", 2-way, Cv 9.8 ¦Valve Actuator, Electronic fail-safe, AC/DC 100...240 V, On/Off, Normally Open, Fail-safe position Open | 263.00
Z2075QS-K+CQKBUP-RR | ZoneTight™ | Water | ZoneTight™ (QCV), 3/4", 2-way, Cv 9.8 ¦Valve Actuator, Electronic fail-safe, AC/DC 100...240 V, On/Off, Normally Closed, Fail-safe position Closed | 263.00
Z2075QS-K+CQKX24 | ZoneTight™ | Water | ZoneTight™ (QCV), 3/4", 2-way, Cv 9.8 ¦Valve Actuator, Electronic fail-safe, AC/DC 24 V, On/Off | 237.00
Z2075QS-K+CQKX24-S | ZoneTight™ | Water | ZoneTight™ (QCV), 3/4", 2-way, Cv 9.8 ¦Valve Actuator, Electronic fail-safe, AC/DC 24 V, On/Off, 1 x SPST | 260.00
Z2075QS-K+CQKX24-SR | ZoneTight™ | Water | ZoneTight™ (QCV), 3/4", 2-way, Cv 9.8 ¦Valve Actuator, Electronic fail-safe, AC 24 V, 2...10 V, modulating | 350.00
Z2075QS-K+CQKXUP | ZoneTight™ | Water | ZoneTight™ (QCV), 3/4", 2-way, Cv 9.8 ¦Valve Actuator, Electronic fail-safe, AC/DC 100...240 V, On/Off | 263.00
Z2075QS-K+CQX24-3 | ZoneTight™ | Water | ZoneTight™ (QCV), 3/4", 2-way, Cv 9.8 ¦Configurable Valve Actuator, Non fail-safe, AC/DC 24 V, On/Off, Floating point | 237.00
Z2075QS-K+CQX24-SR | ZoneTight™ | Water | ZoneTight™ (QCV), 3/4", 2-way, Cv 9.8 ¦Configurable Valve Actuator, Non fail-safe, AC/DC 24 V, 2...10 V, modulating | 325.00
Z2075QS-K+CQXUP-3 | ZoneTight™ | Water | ZoneTight™ (QCV), 3/4", 2-way, Cv 9.8 ¦Configurable Valve Actuator, Non fail-safe, AC 100...240 V, On/Off, Floating point | 256.00
Z2100Q-K+CQB24-3 | ZoneTight™ | Water | ZoneTight™ (QCV), 1", 2-way, Cv 8.2 ¦Valve Actuator, Non fail-safe, AC/DC 24 V, On/Off, Floating point | 300.00
Z2100Q-K+CQB24-SR-L | ZoneTight™ | Water | ZoneTight™ (QCV), 1", 2-way, Cv 8.2 ¦Valve Actuator, Non fail-safe, AC/DC 24 V, 2...10 V, Normally Open, modulating | 409.00
Z2100Q-K+CQB24-SR-R | ZoneTight™ | Water | ZoneTight™ (QCV), 1", 2-way, Cv 8.2 ¦Valve Actuator, Non fail-safe, AC/DC 24 V, 2...10 V, Normally Closed, modulating | 409.00
Z2100Q-K+CQBUP-3 | ZoneTight™ | Water | ZoneTight™ (QCV), 1", 2-way, Cv 8.2 ¦Valve Actuator, Non fail-safe, AC 100...240 V, On/Off, Floating point | 323.00
Z2100Q-K+CQCB24-SR-R | ZoneTight™ | Water | ZoneTight™ (QCV), 1", 2-way, Cv 8.2 ¦Valve Actuator, Non fail-safe, AC/DC 24 V, 2...10 V, Normally Closed, modulating | 485.00
Z2100Q-K+CQKB24-LL | ZoneTight™ | Water | ZoneTight™ (QCV), 1", 2-way, Cv 8.2 ¦Valve Actuator, Electronic fail-safe, AC/DC 24 V, On/Off, Normally Open, Fail-safe position Open | 300.00
Z2100Q-K+CQKB24-RR | ZoneTight™ | Water | ZoneTight™ (QCV), 1", 2-way, Cv 8.2 ¦Valve Actuator, Electronic fail-safe, AC/DC 24 V, On/Off, Normally Closed, Fail-safe position Closed | 300.00
Z2100Q-K+CQKB24-S-LL | ZoneTight™ | Water | ZoneTight™ (QCV), 1", 2-way, Cv 8.2 ¦Valve Actuator, Electronic fail-safe, AC/DC 24 V, On/Off, 1 x SPST, Normally Open, Fail-safe position Open | 327.00
Z2100Q-K+CQKB24-SR-LL | ZoneTight™ | Water | ZoneTight™ (QCV), 1", 2-way, Cv 8.2 ¦Valve Actuator, Electronic fail-safe, AC/DC 24 V, 2...10 V, Normally Open, Fail-safe position Open, modulating | 441.00
Z2100Q-K+CQKB24-SR-LR | ZoneTight™ | Water | ZoneTight™ (QCV), 1", 2-way, Cv 8.2 ¦Valve Actuator, Electronic fail-safe, AC/DC 24 V, 2...10 V, Normally Open, Fail-safe position Closed, modulating | 441.00
Z2100Q-K+CQKB24-S-RR | ZoneTight™ | Water | ZoneTight™ (QCV), 1", 2-way, Cv 8.2 ¦Valve Actuator, Electronic fail-safe, AC/DC 24 V, On/Off, 1 x SPST, Normally Closed, Fail-safe position Closed | 327.00
Z2100Q-K+CQKB24-SR-RL | ZoneTight™ | Water | ZoneTight™ (QCV), 1", 2-way, Cv 8.2 ¦Valve Actuator, Electronic fail-safe, AC/DC 24 V, 2...10 V, Normally Closed, Fail-safe position Open, modulating | 441.00
Z2100Q-K+CQKB24-SR-RR | ZoneTight™ | Water | ZoneTight™ (QCV), 1", 2-way, Cv 8.2 ¦Valve Actuator, Electronic fail-safe, AC/DC 24 V, 2...10 V, Normally Closed, Fail-safe position Closed, modulating | 441.00
Z2100Q-K+CQKBUP-LL | ZoneTight™ | Water | ZoneTight™ (QCV), 1", 2-way, Cv 8.2 ¦Valve Actuator, Electronic fail-safe, AC/DC 100...240 V, On/Off, Normally Open, Fail-safe position Open | 332.00
Z2100Q-K+CQKBUP-RR | ZoneTight™ | Water | ZoneTight™ (QCV), 1", 2-way, Cv 8.2 ¦Valve Actuator, Electronic fail-safe, AC/DC 100...240 V, On/Off, Normally Closed, Fail-safe position Closed | 332.00
Z2100Q-K+CQKCB24-SR-RR | ZoneTight™ | Water | ZoneTight™ (QCV), 1", 2-way, Cv 8.2 ¦Valve Actuator, Electronic fail-safe, AC 24 V, 2...10 V, Normally Closed, Fail-safe position Closed, modulating | 516.00
Z2100Q-K+CQKX24 | ZoneTight™ | Water | ZoneTight™ (QCV), 1", 2-way, Cv 8.2 ¦Valve Actuator, Electronic fail-safe, AC/DC 24 V, On/Off | 300.00
Z2100Q-K+CQKX24-S | ZoneTight™ | Water | ZoneTight™ (QCV), 1", 2-way, Cv 8.2 ¦Valve Actuator, Electronic fail-safe, AC/DC 24 V, On/Off, 1 x SPST | 327.00
Z2100Q-K+CQKX24-SR | ZoneTight™ | Water | ZoneTight™ (QCV), 1", 2-way, Cv 8.2 ¦Valve Actuator, Electronic fail-safe, AC 24 V, 2...10 V, modulating | 441.00
Z2100Q-K+CQKXUP | ZoneTight™ | Water | ZoneTight™ (QCV), 1", 2-way, Cv 8.2 ¦Valve Actuator, Electronic fail-safe, AC/DC 100...240 V, On/Off | 332.00
Z2100Q-K+CQX24-3 | ZoneTight™ | Water | ZoneTight™ (QCV), 1", 2-way, Cv 8.2 ¦Configurable Valve Actuator, Non fail-safe, AC/DC 24 V, On/Off, Floating point | 300.00
Z2100Q-K+CQX24-SR | ZoneTight™ | Water | ZoneTight™ (QCV), 1", 2-way, Cv 8.2 ¦Configurable Valve Actuator, Non fail-safe, AC/DC 24 V, 2...10 V, modulating | 409.00
Z2100Q-K+CQXUP-3 | ZoneTight™ | Water | ZoneTight™ (QCV), 1", 2-way, Cv 8.2 ¦Configurable Valve Actuator, Non fail-safe, AC 100...240 V, On/Off, Floating point | 323.00
Z2100QS-K+CQB24-3 | ZoneTight™ | Water | ZoneTight™ (QCV), 1", 2-way, Cv 8.2 ¦Valve Actuator, Non fail-safe, AC/DC 24 V, On/Off, Floating point | 300.00
Z2100QS-K+CQB24-SR-L | ZoneTight™ | Water | ZoneTight™ (QCV), 1", 2-way, Cv 8.2 ¦Valve Actuator, Non fail-safe, AC/DC 24 V, 2...10 V, Normally Open, modulating | 409.00
Z2100QS-K+CQB24-SR-R | ZoneTight™ | Water | ZoneTight™ (QCV), 1", 2-way, Cv 8.2 ¦Valve Actuator, Non fail-safe, AC/DC 24 V, 2...10 V, Normally Closed, modulating | 409.00
Z2100QS-K+CQBUP-3 | ZoneTight™ | Water | ZoneTight™ (QCV), 1", 2-way, Cv 8.2 ¦Valve Actuator, Non fail-safe, AC 100...240 V, On/Off, Floating point | 323.00
Z2100QS-K+CQCB24-SR-R | ZoneTight™ | Water | ZoneTight™ (QCV), 1", 2-way, Cv 8.2 ¦Valve Actuator, Non fail-safe, AC/DC 24 V, 2...10 V, Normally Closed, modulating | 485.00
Z2100QS-K+CQKB24-LL | ZoneTight™ | Water | ZoneTight™ (QCV), 1", 2-way, Cv 8.2 ¦Valve Actuator, Electronic fail-safe, AC/DC 24 V, On/Off, Normally Open, Fail-safe position Open | 300.00
Z2100QS-K+CQKB24-RR | ZoneTight™ | Water | ZoneTight™ (QCV), 1", 2-way, Cv 8.2 ¦Valve Actuator, Electronic fail-safe, AC/DC 24 V, On/Off, Normally Closed, Fail-safe position Closed | 300.00
Z2100QS-K+CQKB24-S-LL | ZoneTight™ | Water | ZoneTight™ (QCV), 1", 2-way, Cv 8.2 ¦Valve Actuator, Electronic fail-safe, AC/DC 24 V, On/Off, 1 x SPST, Normally Open, Fail-safe position Open | 327.00
Z2100QS-K+CQKB24-SR-LL | ZoneTight™ | Water | ZoneTight™ (QCV), 1", 2-way, Cv 8.2 ¦Valve Actuator, Electronic fail-safe, AC/DC 24 V, 2...10 V, Normally Open, Fail-safe position Open, modulating | 441.00
Z2100QS-K+CQKB24-SR-LR | ZoneTight™ | Water | ZoneTight™ (QCV), 1", 2-way, Cv 8.2 ¦Valve Actuator, Electronic fail-safe, AC/DC 24 V, 2...10 V, Normally Open, Fail-safe position Closed, modulating | 441.00
Z2100QS-K+CQKB24-S-RR | ZoneTight™ | Water | ZoneTight™ (QCV), 1", 2-way, Cv 8.2 ¦Valve Actuator, Electronic fail-safe, AC/DC 24 V, On/Off, 1 x SPST, Normally Closed, Fail-safe position Closed | 327.00
Z2100QS-K+CQKB24-SR-RL | ZoneTight™ | Water | ZoneTight™ (QCV), 1", 2-way, Cv 8.2 ¦Valve Actuator, Electronic fail-safe, AC/DC 24 V, 2...10 V, Normally Closed, Fail-safe position Open, modulating | 441.00
Z2100QS-K+CQKB24-SR-RR | ZoneTight™ | Water | ZoneTight™ (QCV), 1", 2-way, Cv 8.2 ¦Valve Actuator, Electronic fail-safe, AC/DC 24 V, 2...10 V, Normally Closed, Fail-safe position Closed, modulating | 441.00
Z2100QS-K+CQKBUP-LL | ZoneTight™ | Water | ZoneTight™ (QCV), 1", 2-way, Cv 8.2 ¦Valve Actuator, Electronic fail-safe, AC/DC 100...240 V, On/Off, Normally Open, Fail-safe position Open | 332.00
Z2100QS-K+CQKBUP-RR | ZoneTight™ | Water | ZoneTight™ (QCV), 1", 2-way, Cv 8.2 ¦Valve Actuator, Electronic fail-safe, AC/DC 100...240 V, On/Off, Normally Closed, Fail-safe position Closed | 332.00
Z2100QS-K+CQKCB24-SR-RR | ZoneTight™ | Water | ZoneTight™ (QCV), 1", 2-way, Cv 8.2 ¦Valve Actuator, Electronic fail-safe, AC 24 V, 2...10 V, Normally Closed, Fail-safe position Closed, modulating | 516.00
Z2100QS-K+CQKX24 | ZoneTight™ | Water | ZoneTight™ (QCV), 1", 2-way, Cv 8.2 ¦Valve Actuator, Electronic fail-safe, AC/DC 24 V, On/Off | 300.00
Z2100QS-K+CQKX24-S | ZoneTight™ | Water | ZoneTight™ (QCV), 1", 2-way, Cv 8.2 ¦Valve Actuator, Electronic fail-safe, AC/DC 24 V, On/Off, 1 x SPST | 327.00
Z2100QS-K+CQKX24-SR | ZoneTight™ | Water | ZoneTight™ (QCV), 1", 2-way, Cv 8.2 ¦Valve Actuator, Electronic fail-safe, AC 24 V, 2...10 V, modulating | 441.00
Z2100QS-K+CQKXUP | ZoneTight™ | Water | ZoneTight™ (QCV), 1", 2-way, Cv 8.2 ¦Valve Actuator, Electronic fail-safe, AC/DC 100...240 V, On/Off | 332.00
Z2100QS-K+CQX24-3 | ZoneTight™ | Water | ZoneTight™ (QCV), 1", 2-way, Cv 8.2 ¦Configurable Valve Actuator, Non fail-safe, AC/DC 24 V, On/Off, Floating point | 300.00
Z2100QS-K+CQX24-SR | ZoneTight™ | Water | ZoneTight™ (QCV), 1", 2-way, Cv 8.2 ¦Configurable Valve Actuator, Non fail-safe, AC/DC 24 V, 2...10 V, modulating | 409.00
Z2100QS-K+CQXUP-3 | ZoneTight™ | Water | ZoneTight™ (QCV), 1", 2-way, Cv 8.2 ¦Configurable Valve Actuator, Non fail-safe, AC 100...240 V, On/Off, Floating point | 323.00
Z3050Q-E | ZoneTight™ | Water | ZoneTight™ (QCV), 1/2", 3-way, Cv 1 | 66.00
Z3050Q-E.1 | ZoneTight™ | Water | ZoneTight™ (QCV), 1/2", 3-way, Cv 1 | 62.00
Z3050Q-E+CQB24-3 | ZoneTight™ | Water | ZoneTight™ (QCV), 1/2", 3-way, Cv 1 ¦Valve Actuator, Non fail-safe, AC/DC 24 V, On/Off, Floating point | 237.00
Z3050Q-E+CQBUP-3 | ZoneTight™ | Water | ZoneTight™ (QCV), 1/2", 3-way, Cv 1 ¦Valve Actuator, Non fail-safe, AC 100...240 V, On/Off, Floating point | 256.00
Z3050Q-E+CQKB24-LL | ZoneTight™ | Water | ZoneTight™ (QCV), 1/2", 3-way, Cv 1 ¦Valve Actuator, Electronic fail-safe, AC/DC 24 V, On/Off, Normally Open, Fail-safe position Open | 237.00
Z3050Q-E+CQKB24-RR | ZoneTight™ | Water | ZoneTight™ (QCV), 1/2", 3-way, Cv 1 ¦Valve Actuator, Electronic fail-safe, AC/DC 24 V, On/Off, Normally Closed, Fail-safe position Closed | 237.00
Z3050Q-E+CQKB24-S-LL | ZoneTight™ | Water | ZoneTight™ (QCV), 1/2", 3-way, Cv 1 ¦Valve Actuator, Electronic fail-safe, AC/DC 24 V, On/Off, 1 x SPST, Normally Open, Fail-safe position Open | 260.00
Z3050Q-E+CQKB24-S-RR | ZoneTight™ | Water | ZoneTight™ (QCV), 1/2", 3-way, Cv 1 ¦Valve Actuator, Electronic fail-safe, AC/DC 24 V, On/Off, 1 x SPST, Normally Closed, Fail-safe position Closed | 260.00
Z3050Q-E+CQKBUP-LL | ZoneTight™ | Water | ZoneTight™ (QCV), 1/2", 3-way, Cv 1 ¦Valve Actuator, Electronic fail-safe, AC/DC 100...240 V, On/Off, Normally Open, Fail-safe position Open | 263.00
Z3050Q-E+CQKBUP-RR | ZoneTight™ | Water | ZoneTight™ (QCV), 1/2", 3-way, Cv 1 ¦Valve Actuator, Electronic fail-safe, AC/DC 100...240 V, On/Off, Normally Closed, Fail-safe position Closed | 263.00
Z3050Q-E+CQKXUP | ZoneTight™ | Water | ZoneTight™ (QCV), 1/2", 3-way, Cv 1 ¦Valve Actuator, Electronic fail-safe, AC/DC 100...240 V, On/Off | 263.00
Z3050Q-H | ZoneTight™ | Water | ZoneTight™ (QCV), 1/2", 3-way, Cv 2.7 | 66.00
Z3050Q-H.1 | ZoneTight™ | Water | ZoneTight™ (QCV), 1/2", 3-way, Cv 2.7 | 62.00
Z3050Q-H+CQB24-3 | ZoneTight™ | Water | ZoneTight™ (QCV), 1/2", 3-way, Cv 2.7 ¦Valve Actuator, Non fail-safe, AC/DC 24 V, On/Off, Floating point | 237.00
Z3050Q-H+CQBUP-3 | ZoneTight™ | Water | ZoneTight™ (QCV), 1/2", 3-way, Cv 2.7 ¦Valve Actuator, Non fail-safe, AC 100...240 V, On/Off, Floating point | 256.00
Z3050Q-H+CQKB24-LL | ZoneTight™ | Water | ZoneTight™ (QCV), 1/2", 3-way, Cv 2.7 ¦Valve Actuator, Electronic fail-safe, AC/DC 24 V, On/Off, Normally Open, Fail-safe position Open | 237.00
Z3050Q-H+CQKB24-RR | ZoneTight™ | Water | ZoneTight™ (QCV), 1/2", 3-way, Cv 2.7 ¦Valve Actuator, Electronic fail-safe, AC/DC 24 V, On/Off, Normally Closed, Fail-safe position Closed | 237.00
Z3050Q-H+CQKB24-S-LL | ZoneTight™ | Water | ZoneTight™ (QCV), 1/2", 3-way, Cv 2.7 ¦Valve Actuator, Electronic fail-safe, AC/DC 24 V, On/Off, 1 x SPST, Normally Open, Fail-safe position Open | 260.00
Z3050Q-H+CQKB24-S-RR | ZoneTight™ | Water | ZoneTight™ (QCV), 1/2", 3-way, Cv 2.7 ¦Valve Actuator, Electronic fail-safe, AC/DC 24 V, On/Off, 1 x SPST, Normally Closed, Fail-safe position Closed | 260.00
Z3050Q-H+CQKBUP-LL | ZoneTight™ | Water | ZoneTight™ (QCV), 1/2", 3-way, Cv 2.7 ¦Valve Actuator, Electronic fail-safe, AC/DC 100...240 V, On/Off, Normally Open, Fail-safe position Open | 263.00
Z3050Q-H+CQKBUP-RR | ZoneTight™ | Water | ZoneTight™ (QCV), 1/2", 3-way, Cv 2.7 ¦Valve Actuator, Electronic fail-safe, AC/DC 100...240 V, On/Off, Normally Closed, Fail-safe position Closed | 263.00
Z3050Q-H+CQKXUP | ZoneTight™ | Water | ZoneTight™ (QCV), 1/2", 3-way, Cv 2.7 ¦Valve Actuator, Electronic fail-safe, AC/DC 100...240 V, On/Off | 263.00
Z3050QS-E | ZoneTight™ | Water | ZoneTight™ (QCV), 1/2", 3-way, Cv 1 | 66.00
Z3050QS-E+CQB24-3 | ZoneTight™ | Water | ZoneTight™ (QCV), 1/2", 3-way, Cv 1 ¦Valve Actuator, Non fail-safe, AC/DC 24 V, On/Off, Floating point | 237.00
Z3050QS-E+CQBUP-3 | ZoneTight™ | Water | ZoneTight™ (QCV), 1/2", 3-way, Cv 1 ¦Valve Actuator, Non fail-safe, AC 100...240 V, On/Off, Floating point | 256.00
Z3050QS-E+CQKB24-LL | ZoneTight™ | Water | ZoneTight™ (QCV), 1/2", 3-way, Cv 1 ¦Valve Actuator, Electronic fail-safe, AC/DC 24 V, On/Off, Normally Open, Fail-safe position Open | 237.00
Z3050QS-E+CQKB24-RR | ZoneTight™ | Water | ZoneTight™ (QCV), 1/2", 3-way, Cv 1 ¦Valve Actuator, Electronic fail-safe, AC/DC 24 V, On/Off, Normally Closed, Fail-safe position Closed | 237.00
Z3050QS-E+CQKB24-S-LL | ZoneTight™ | Water | ZoneTight™ (QCV), 1/2", 3-way, Cv 1 ¦Valve Actuator, Electronic fail-safe, AC/DC 24 V, On/Off, 1 x SPST, Normally Open, Fail-safe position Open | 260.00
Z3050QS-E+CQKB24-S-RR | ZoneTight™ | Water | ZoneTight™ (QCV), 1/2", 3-way, Cv 1 ¦Valve Actuator, Electronic fail-safe, AC/DC 24 V, On/Off, 1 x SPST, Normally Closed, Fail-safe position Closed | 260.00
Z3050QS-E+CQKBUP-LL | ZoneTight™ | Water | ZoneTight™ (QCV), 1/2", 3-way, Cv 1 ¦Valve Actuator, Electronic fail-safe, AC/DC 100...240 V, On/Off, Normally Open, Fail-safe position Open | 263.00
Z3050QS-E+CQKBUP-RR | ZoneTight™ | Water | ZoneTight™ (QCV), 1/2", 3-way, Cv 1 ¦Valve Actuator, Electronic fail-safe, AC/DC 100...240 V, On/Off, Normally Closed, Fail-safe position Closed | 263.00
Z3050QS-E+CQKXUP | ZoneTight™ | Water | ZoneTight™ (QCV), 1/2", 3-way, Cv 1 ¦Valve Actuator, Electronic fail-safe, AC/DC 100...240 V, On/Off | 263.00
Z3050QS-H | ZoneTight™ | Water | ZoneTight™ (QCV), 1/2", 3-way, Cv 2.7 | 66.00
Z3050QS-H+CQB24-3 | ZoneTight™ | Water | ZoneTight™ (QCV), 1/2", 3-way, Cv 2.7 ¦Valve Actuator, Non fail-safe, AC/DC 24 V, On/Off, Floating point | 237.00
Z3050QS-H+CQBUP-3 | ZoneTight™ | Water | ZoneTight™ (QCV), 1/2", 3-way, Cv 2.7 ¦Valve Actuator, Non fail-safe, AC 100...240 V, On/Off, Floating point | 256.00
Z3050QS-H+CQKB24-LL | ZoneTight™ | Water | ZoneTight™ (QCV), 1/2", 3-way, Cv 2.7 ¦Valve Actuator, Electronic fail-safe, AC/DC 24 V, On/Off, Normally Open, Fail-safe position Open | 237.00
Z3050QS-H+CQKB24-RR | ZoneTight™ | Water | ZoneTight™ (QCV), 1/2", 3-way, Cv 2.7 ¦Valve Actuator, Electronic fail-safe, AC/DC 24 V, On/Off, Normally Closed, Fail-safe position Closed | 237.00
Z3050QS-H+CQKB24-S-LL | ZoneTight™ | Water | ZoneTight™ (QCV), 1/2", 3-way, Cv 2.7 ¦Valve Actuator, Electronic fail-safe, AC/DC 24 V, On/Off, 1 x SPST, Normally Open, Fail-safe position Open | 260.00
Z3050QS-H+CQKB24-S-RR | ZoneTight™ | Water | ZoneTight™ (QCV), 1/2", 3-way, Cv 2.7 ¦Valve Actuator, Electronic fail-safe, AC/DC 24 V, On/Off, 1 x SPST, Normally Closed, Fail-safe position Closed | 260.00
Z3050QS-H+CQKBUP-LL | ZoneTight™ | Water | ZoneTight™ (QCV), 1/2", 3-way, Cv 2.7 ¦Valve Actuator, Electronic fail-safe, AC/DC 100...240 V, On/Off, Normally Open, Fail-safe position Open | 263.00
Z3050QS-H+CQKBUP-RR | ZoneTight™ | Water | ZoneTight™ (QCV), 1/2", 3-way, Cv 2.7 ¦Valve Actuator, Electronic fail-safe, AC/DC 100...240 V, On/Off, Normally Closed, Fail-safe position Closed | 263.00
Z3050QS-H+CQKXUP | ZoneTight™ | Water | ZoneTight™ (QCV), 1/2", 3-way, Cv 2.7 ¦Valve Actuator, Electronic fail-safe, AC/DC 100...240 V, On/Off | 263.00
Z3075Q-J | ZoneTight™ | Water | ZoneTight™ (QCV), 3/4", 3-way, Cv 4.6 | 89.00
Z3075Q-J.1 | ZoneTight™ | Water | ZoneTight™ (QCV), 3/4", 3-way, Cv 4.6 | 87.00
Z3075Q-J+CQB24-3 | ZoneTight™ | Water | ZoneTight™ (QCV), 3/4", 3-way, Cv 4.6 ¦Valve Actuator, Non fail-safe, AC/DC 24 V, On/Off, Floating point | 262.00
Z3075Q-J+CQBUP-3 | ZoneTight™ | Water | ZoneTight™ (QCV), 3/4", 3-way, Cv 4.6 ¦Valve Actuator, Non fail-safe, AC 100...240 V, On/Off, Floating point | 282.00
Z3075Q-J+CQKB24-LL | ZoneTight™ | Water | ZoneTight™ (QCV), 3/4", 3-way, Cv 4.6 ¦Valve Actuator, Electronic fail-safe, AC/DC 24 V, On/Off, Normally Open, Fail-safe position Open | 262.00
Z3075Q-J+CQKB24-RR | ZoneTight™ | Water | ZoneTight™ (QCV), 3/4", 3-way, Cv 4.6 ¦Valve Actuator, Electronic fail-safe, AC/DC 24 V, On/Off, Normally Closed, Fail-safe position Closed | 262.00
Z3075Q-J+CQKB24-S-LL | ZoneTight™ | Water | ZoneTight™ (QCV), 3/4", 3-way, Cv 4.6 ¦Valve Actuator, Electronic fail-safe, AC/DC 24 V, On/Off, 1 x SPST, Normally Open, Fail-safe position Open | 284.00
Z3075Q-J+CQKB24-S-RR | ZoneTight™ | Water | ZoneTight™ (QCV), 3/4", 3-way, Cv 4.6 ¦Valve Actuator, Electronic fail-safe, AC/DC 24 V, On/Off, 1 x SPST, Normally Closed, Fail-safe position Closed | 284.00
Z3075Q-J+CQKBUP-LL | ZoneTight™ | Water | ZoneTight™ (QCV), 3/4", 3-way, Cv 4.6 ¦Valve Actuator, Electronic fail-safe, AC/DC 100...240 V, On/Off, Normally Open, Fail-safe position Open | 289.00
Z3075Q-J+CQKBUP-RR | ZoneTight™ | Water | ZoneTight™ (QCV), 3/4", 3-way, Cv 4.6 ¦Valve Actuator, Electronic fail-safe, AC/DC 100...240 V, On/Off, Normally Closed, Fail-safe position Closed | 289.00
Z3075Q-J+CQKXUP | ZoneTight™ | Water | ZoneTight™ (QCV), 3/4", 3-way, Cv 4.6 ¦Valve Actuator, Electronic fail-safe, AC/DC 100...240 V, On/Off | 289.00
Z3075QS-J | ZoneTight™ | Water | ZoneTight™ (QCV), 3/4", 3-way, Cv 4.6 | 89.00
Z3075QS-J+CQB24-3 | ZoneTight™ | Water | ZoneTight™ (QCV), 3/4", 3-way, Cv 4.6 ¦Valve Actuator, Non fail-safe, AC/DC 24 V, On/Off, Floating point | 262.00
Z3075QS-J+CQBUP-3 | ZoneTight™ | Water | ZoneTight™ (QCV), 3/4", 3-way, Cv 4.6 ¦Valve Actuator, Non fail-safe, AC 100...240 V, On/Off, Floating point | 282.00
Z3075QS-J+CQKB24-LL | ZoneTight™ | Water | ZoneTight™ (QCV), 3/4", 3-way, Cv 4.6 ¦Valve Actuator, Electronic fail-safe, AC/DC 24 V, On/Off, Normally Open, Fail-safe position Open | 262.00
Z3075QS-J+CQKB24-RR | ZoneTight™ | Water | ZoneTight™ (QCV), 3/4", 3-way, Cv 4.6 ¦Valve Actuator, Electronic fail-safe, AC/DC 24 V, On/Off, Normally Closed, Fail-safe position Closed | 262.00
Z3075QS-J+CQKB24-S-LL | ZoneTight™ | Water | ZoneTight™ (QCV), 3/4", 3-way, Cv 4.6 ¦Valve Actuator, Electronic fail-safe, AC/DC 24 V, On/Off, 1 x SPST, Normally Open, Fail-safe position Open | 284.00
Z3075QS-J+CQKB24-S-RR | ZoneTight™ | Water | ZoneTight™ (QCV), 3/4", 3-way, Cv 4.6 ¦Valve Actuator, Electronic fail-safe, AC/DC 24 V, On/Off, 1 x SPST, Normally Closed, Fail-safe position Closed | 284.00
Z3075QS-J+CQKBUP-LL | ZoneTight™ | Water | ZoneTight™ (QCV), 3/4", 3-way, Cv 4.6 ¦Valve Actuator, Electronic fail-safe, AC/DC 100...240 V, On/Off, Normally Open, Fail-safe position Open | 289.00
Z3075QS-J+CQKBUP-RR | ZoneTight™ | Water | ZoneTight™ (QCV), 3/4", 3-way, Cv 4.6 ¦Valve Actuator, Electronic fail-safe, AC/DC 100...240 V, On/Off, Normally Closed, Fail-safe position Closed | 289.00
Z3075QS-J+CQKXUP | ZoneTight™ | Water | ZoneTight™ (QCV), 3/4", 3-way, Cv 4.6 ¦Valve Actuator, Electronic fail-safe, AC/DC 100...240 V, On/Off | 289.00
Z3100Q-J+CQB24-3 | ZoneTight™ | Water | ZoneTight™ (QCV), 1", 3-way, Cv 4.4 ¦Valve Actuator, Non fail-safe, AC/DC 24 V, On/Off, Floating point | 329.00
Z3100Q-J+CQBUP-3 | ZoneTight™ | Water | ZoneTight™ (QCV), 1", 3-way, Cv 4.4 ¦Valve Actuator, Non fail-safe, AC 100...240 V, On/Off, Floating point | 354.00
Z3100Q-J+CQKB24-LL | ZoneTight™ | Water | ZoneTight™ (QCV), 1", 3-way, Cv 4.4 ¦Valve Actuator, Electronic fail-safe, AC/DC 24 V, On/Off, Normally Open, Fail-safe position Open | 329.00
Z3100Q-J+CQKB24-RR | ZoneTight™ | Water | ZoneTight™ (QCV), 1", 3-way, Cv 4.4 ¦Valve Actuator, Electronic fail-safe, AC/DC 24 V, On/Off, Normally Closed, Fail-safe position Closed | 329.00
Z3100Q-J+CQKB24-S-LL | ZoneTight™ | Water | ZoneTight™ (QCV), 1", 3-way, Cv 4.4 ¦Valve Actuator, Electronic fail-safe, AC/DC 24 V, On/Off, 1 x SPST, Normally Open, Fail-safe position Open | 358.00
Z3100Q-J+CQKB24-S-RR | ZoneTight™ | Water | ZoneTight™ (QCV), 1", 3-way, Cv 4.4 ¦Valve Actuator, Electronic fail-safe, AC/DC 24 V, On/Off, 1 x SPST, Normally Closed, Fail-safe position Closed | 358.00
Z3100Q-J+CQKBUP-LL | ZoneTight™ | Water | ZoneTight™ (QCV), 1", 3-way, Cv 4.4 ¦Valve Actuator, Electronic fail-safe, AC/DC 100...240 V, On/Off, Normally Open, Fail-safe position Open | 366.00
Z3100Q-J+CQKBUP-RR | ZoneTight™ | Water | ZoneTight™ (QCV), 1", 3-way, Cv 4.4 ¦Valve Actuator, Electronic fail-safe, AC/DC 100...240 V, On/Off, Normally Closed, Fail-safe position Closed | 366.00
Z3100Q-J+CQKX24 | ZoneTight™ | Water | ZoneTight™ (QCV), 1", 3-way, Cv 4.4 ¦Valve Actuator, Electronic fail-safe, AC/DC 24 V, On/Off | 329.00
Z3100Q-J+CQKX24-S | ZoneTight™ | Water | ZoneTight™ (QCV), 1", 3-way, Cv 4.4 ¦Valve Actuator, Electronic fail-safe, AC/DC 24 V, On/Off, 1 x SPST | 358.00
Z3100Q-J+CQKXUP | ZoneTight™ | Water | ZoneTight™ (QCV), 1", 3-way, Cv 4.4 ¦Valve Actuator, Electronic fail-safe, AC/DC 100...240 V, On/Off | 366.00
Z3100Q-J+CQX24-3 | ZoneTight™ | Water | ZoneTight™ (QCV), 1", 3-way, Cv 4.4 ¦Configurable Valve Actuator, Non fail-safe, AC/DC 24 V, On/Off, Floating point | 329.00
Z3100Q-J+CQXUP-3 | ZoneTight™ | Water | ZoneTight™ (QCV), 1", 3-way, Cv 4.4 ¦Configurable Valve Actuator, Non fail-safe, AC 100...240 V, On/Off, Floating point | 354.00
Z3100QS-J+CQB24-3 | ZoneTight™ | Water | ZoneTight™ (QCV), 1", 3-way, Cv 4.4 ¦Valve Actuator, Non fail-safe, AC/DC 24 V, On/Off, Floating point | 329.00
Z3100QS-J+CQBUP-3 | ZoneTight™ | Water | ZoneTight™ (QCV), 1", 3-way, Cv 4.4 ¦Valve Actuator, Non fail-safe, AC 100...240 V, On/Off, Floating point | 354.00
Z3100QS-J+CQKB24-LL | ZoneTight™ | Water | ZoneTight™ (QCV), 1", 3-way, Cv 4.4 ¦Valve Actuator, Electronic fail-safe, AC/DC 24 V, On/Off, Normally Open, Fail-safe position Open | 329.00
Z3100QS-J+CQKB24-RR | ZoneTight™ | Water | ZoneTight™ (QCV), 1", 3-way, Cv 4.4 ¦Valve Actuator, Electronic fail-safe, AC/DC 24 V, On/Off, Normally Closed, Fail-safe position Closed | 329.00
Z3100QS-J+CQKB24-S-LL | ZoneTight™ | Water | ZoneTight™ (QCV), 1", 3-way, Cv 4.4 ¦Valve Actuator, Electronic fail-safe, AC/DC 24 V, On/Off, 1 x SPST, Normally Open, Fail-safe position Open | 358.00
Z3100QS-J+CQKB24-S-RR | ZoneTight™ | Water | ZoneTight™ (QCV), 1", 3-way, Cv 4.4 ¦Valve Actuator, Electronic fail-safe, AC/DC 24 V, On/Off, 1 x SPST, Normally Closed, Fail-safe position Closed | 358.00
Z3100QS-J+CQKBUP-LL | ZoneTight™ | Water | ZoneTight™ (QCV), 1", 3-way, Cv 4.4 ¦Valve Actuator, Electronic fail-safe, AC/DC 100...240 V, On/Off, Normally Open, Fail-safe position Open | 366.00
Z3100QS-J+CQKBUP-RR | ZoneTight™ | Water | ZoneTight™ (QCV), 1", 3-way, Cv 4.4 ¦Valve Actuator, Electronic fail-safe, AC/DC 100...240 V, On/Off, Normally Closed, Fail-safe position Closed | 366.00
Z3100QS-J+CQKX24 | ZoneTight™ | Water | ZoneTight™ (QCV), 1", 3-way, Cv 4.4 | 329.00
Z3100QS-J+CQKX24-S | ZoneTight™ | Water | ZoneTight™ (QCV), 1", 3-way, Cv 4.4 ¦Valve Actuator, Electronic fail-safe, AC/DC 24 V, On/Off, 1 x SPST | 358.00
Z3100QS-J+CQKXUP | ZoneTight™ | Water | ZoneTight™ (QCV), 1", 3-way, Cv 4.4 ¦Valve Actuator, Electronic fail-safe, AC/DC 100...240 V, On/Off | 366.00
Z3100QS-J+CQX24-3 | ZoneTight™ | Water | ZoneTight™ (QCV), 1", 3-way, Cv 4.4 ¦Configurable Valve Actuator, Non fail-safe, AC/DC 24 V, On/Off, Floating point | 329.00
Z3100QS-J+CQXUP-3 | ZoneTight™ | Water | ZoneTight™ (QCV), 1", 3-way, Cv 4.4 ¦Configurable Valve Actuator, Non fail-safe, AC 100...240 V, On/Off, Floating point | 354.00
Z-AF | Accessory | Accessory | Retrofit clipFor NF..A / SF..A | 27.00
Z-ARCM | Accessory | Accessory | Anti-rotation clipFor CM.. for UM.. Multipack 20 pcs. | 7.00
ZBAE72 | Accessory | Accessory | Spare tripping element for BAE, Duct inside temperature 72°C (color black), Probe length 2.6" [65 mm] | 65.00
ZBAE95 | Accessory | Accessory | Spare tripping element for BAE, duct inside temperature 95°C, Probe length 2.6" [65 mm] | 101.00
ZCQB-FL | Mechanical Accessory | Accessory | Manual flow setterFor Belimo ZoneTight™ | 64.00
ZCQB-W | Mechanical Accessory | Accessory | Housing cover CQ for Belimo ZoneTight™, Colour: RAL-white | 24.00
ZCQ-E | Zone Valve | Accessory | Spindle extension CQ | 28.00
ZDB-AF2 US | Mechanical Accessory | Accessory | Angle of rotation limiter for Classic AF/NF. | 33.00
ZDB-LF | Accessory | Accessory | Angle of rotation limiter, with end stop | 16.00
ZDB-LU | Accessory | Accessory | Angle of rotation limiter, with scale 0...330° | 20.00
ZDB-TF | Accessory | Accessory | Angle of rotation limiter, with end stop | 16.00
Z-DS1 | Accessory | Accessory | Rotary supportFor linear actuatorFor compensation of transverse forces | 46.00
ZF15-100 | Mechanical Accessory | Accessory | Temperature sensor fitting for Belimo Energy Valve™ 1" 25, threaded pipe body | 306.00
ZF15-125 | Mechanical Accessory | Accessory | Temperature sensor fitting for Belimo Energy Valve™ 1 1/4" 32, threaded pipe body | 359.00
ZF15-150 | Mechanical Accessory | Accessory | Temperature sensor fitting for Belimo Energy Valve™ 1 1/2" 40, threaded pipe body | 442.00
ZF15-200 | Mechanical Accessory | Accessory | Temperature sensor fitting for Belimo Energy Valve™ 2" 50, threaded pipe body | 572.00
ZF15-50 | Mechanical Accessory | Accessory | Temperature sensor - threaded pipe body 1/2" | 202.00
ZF15-75 | Mechanical Accessory | Accessory | Temperature sensor - threaded pipe body 3/4" | 244.00
ZF8-LF | Accessory | Accessory | Form fit adapter, 8x8 mmFor LF.. | 17.00
ZG-100 | Mechanical Accessory | Accessory | Univ. right angle bracket 17"x11-1/8"x6" (HxWxbase). | 107.00
ZG-101 | Mechanical Accessory | Accessory | Univ. right angle bracket 13x11x7-7/16" (HxWxbase). | 107.00
ZG-102 | Mechanical Accessory | Accessory | Dual actuator mounting bracket. | 105.00
ZG-103 | Mechanical Accessory | Accessory | Univ. right angle bracket 7-1/2x11x2-3/4" (HxWxbase). | 79.00
ZG-104 | Mechanical Accessory | Accessory | Univ. right angle bracket 13-5/8x7-1/2x4" (HxWxbase). | 79.00
ZG-105 | Mechanical Accessory | Accessory | Right angle bracket for NMB(X). | 44.00
ZG-109 | Mechanical Accessory | Accessory | Right angle bracket for ZS-260. | 154.00
ZG-110 | Mechanical Accessory | Accessory | Stand-off bracket for ZS-260. | 185.00
ZG-112 | Mechanical Accessory | Accessory | LF right angle bracket 4-1/2x5-1/2x2-1/2" (HxWxD). | 44.00
ZG-113 | Mechanical Accessory | Accessory | TFB(X) right angle bracket 4-1/2x5-1/2x2-1/2" (HxWxD). | 44.00
ZG-118 | Mechanical Accessory | Accessory | AFB(X)/NFB(X) U bracket 5-7/8x5-1/2x2-19/32" (HxWxD). | 72.00
ZG-119 | Mechanical Accessory | Accessory | Bracket for AHK/AH/LH linear actuators. | 68.00
ZG-120 | Mechanical Accessory | Accessory | Jackshaft mounting bracket. | 105.00
ZG-121 | Retrofit | Accessory | ZG-JSL support plate for EFB(X) | 68.00
ZG-AF US | Mechanical Accessory | Accessory | Classic AF/NF crankarm adaptor kit. | 131.00
ZG-AF108 | Mechanical Accessory | Accessory | Classic AF/NF crankarm adaptor kit with ZG-108. | 138.00
ZG-AFA | Accessory | Accessory | Leg kit for FSAF_A series actuators | 153.00
ZG-AFA108 | Mechanical Accessory | Accessory | FSAF..A series crankarm adaptor kit with ZG-108 | 159.00
ZG-AFB | Accessory | Accessory | Mounting kit for linkage operation for flat and side installation | 109.00
ZG-AFB118 | Mechanical Accessory | Accessory | Mounting kitFor foot mount installation | 106.00
ZG-CBLS | Electrical accessory | Accessory | Electrical junction box for LF. | 116.00
ZG-DC1 | Mechanical Accessory | Accessory | Damper clip for damper blade, 3.5” width. | 51.00
ZG-DC2 | Mechanical Accessory | Accessory | Damper clip for damper blade, 6” width. | 56.00
ZG-ECON1 | Mechanical Accessory | Accessory | Honeywell ECON retrofit kit with module bracket. | 118.00
ZG-ECON2 | Mechanical Accessory | Accessory | Honeywell ECON retrofit kit without module bracket. | 94.00
ZG-EFB | Accessory | Accessory | Mounting kit for linkage operation for flat and side installation | 134.00
ZG-GMA | Accessory | Accessory | Mounting kit for linkage operation for flat installation | 118.00
ZG-GV02 | Mechanical Accessory | Accessory | Repack KitFor Schneider VB7000 style G2, G3 series globe valves 1...2" [25...50] | 140.00
ZG-GV04 | Mechanical Accessory | Accessory | Repack Kit for Belimo G6, G7 series globe valves, Stainless steel trim | 188.00
ZG-GV15 | Mechanical Accessory | Accessory | Repack Kit for Belimo G6, G7 series globe valves, Bronze trim | 263.00
ZG-GV60 | Mechanical Accessory | Accessory | Repack KitFor Belimo G2B, G2S, G3B series globe valves | 143.00
ZG-HND PR | Mechanical Accessory | Accessory | ZG-HND PR Series Actuator Hand Crank | 46.00
ZG-JSA-1 | Mechanical Accessory | Accessory | 1" diameter jackshaft adaptor (11" L). | 251.00
ZG-JSA-2 | Mechanical Accessory | Accessory | 1-5/16" diameter jackshaft adaptor (12" L). | 553.00
ZG-JSA-3 | Mechanical Accessory | Accessory | 1.05" diameter jackshaft adaptor (12" L). | 464.00
ZG-JSL | Retrofit | Retrofit | Jackshaft Retrofit Linkage with Belimo Rotary Actuators | 310.00
ZG-JSLA+AFX24 | Damper Actuator | Retrofit | Jackshaft Retrofit Linkage with Belimo Rotary Actuators¦Configurable Damper Actuator, 180 in-lb [20 Nm], Spring return, AC/DC 24 V, On/Off | 834.00
ZG-JSLA+AFX24-MFT | Damper Actuator | Retrofit | Jackshaft Retrofit Linkage with Belimo Rotary Actuators¦Configurable Damper Actuator, 180 in-lb [20 Nm], Spring return, AC/DC 24 V, 2...10 V, MFT/programmable | 1050.00
ZG-JSLA+AFX24-MFT95 | Damper Actuator | Retrofit | Jackshaft Retrofit Linkage with Belimo Rotary Actuators¦Configurable Damper Actuator, 180 in-lb [20 Nm], Spring return, AC/DC 24 V, 0...135 Ω, MFT/programmable | 1079.00
ZG-JSLA+AFX24-MFT-S | Damper Actuator | Retrofit | Jackshaft Retrofit Linkage with Belimo Rotary Actuators¦Configurable Damper Actuator, 180 in-lb [20 Nm], Spring return, AC/DC 24 V, 2...10 V, 2 x SPDT, MFT/programmable | 1161.00
ZG-JSLA+AFX24-S | Damper Actuator | Retrofit | Jackshaft Retrofit Linkage with Belimo Rotary Actuators¦Configurable Damper Actuator, 180 in-lb [20 Nm], Spring return, AC/DC 24 V, On/Off, 2 x SPDT | 945.00
ZG-JSLA+AFX24-SR | Damper Actuator | Retrofit | Jackshaft Retrofit Linkage with Belimo Rotary Actuators¦Configurable Damper Actuator, 180 in-lb [20 Nm], Spring return, AC/DC 24 V, 2...10 V, modulating | 976.00
ZG-JSLA+AFX24-SR-S | Damper Actuator | Retrofit | Jackshaft Retrofit Linkage with Belimo Rotary Actuators¦Configurable Damper Actuator, 180 in-lb [20 Nm], Spring return, AC/DC 24 V, 2...10 V, 2 x SPDT, modulating | 1087.00
ZG-JSLA+AFXUP | Damper Actuator | Retrofit | Jackshaft Retrofit Linkage with Belimo Rotary Actuators¦Configurable Damper Actuator, 180 in-lb [20 Nm], Spring return, AC 24...240 V / DC 24...125 V, On/Off | 902.00
ZG-JSLA+AFXUP-S | Damper Actuator | Retrofit | Jackshaft Retrofit Linkage with Belimo Rotary Actuators¦Configurable Damper Actuator, 180 in-lb [20 Nm], Spring return, AC 24...240 V / DC 24...125 V, On/Off, 2 x SPDT | 1012.00
ZG-JSLA+AMCX24-MFT | Damper Actuator | Retrofit | Jackshaft Retrofit Linkage with Belimo Rotary Actuators¦Configurable Damper Actuator, 180 in-lb [20 Nm], Non fail-safe, AC/DC 24 V, 2...10 V, MFT/programmable | 938.00
ZG-JSLA+AMX120-3 | Damper Actuator | Retrofit | Jackshaft Retrofit Linkage with Belimo Rotary Actuators¦Configurable Damper Actuator, 180 in-lb [20 Nm], Non fail-safe, AC 100...240 V, On/Off, Floating point | 762.00
ZG-JSLA+AMX120-SR | Damper Actuator | Retrofit | Jackshaft Retrofit Linkage with Belimo Rotary Actuators¦Configurable Damper Actuator, 180 in-lb [20 Nm], Non fail-safe, AC 100...240 V, 2...10 V, modulating | 953.00
ZG-JSLA+AMX24-3 | Damper Actuator | Retrofit | Jackshaft Retrofit Linkage with Belimo Rotary Actuators¦Configurable Damper Actuator, 180 in-lb [20 Nm], Non fail-safe, AC/DC 24 V, On/Off, Floating point | 659.00
ZG-JSLA+AMX24-3-T | Damper Actuator | Retrofit | Jackshaft Retrofit Linkage with Belimo Rotary Actuators¦Configurable Damper Actuator, 180 in-lb [20 Nm], Non fail-safe, AC/DC 24 V, On/Off, Floating point, terminals | 631.00
ZG-JSLA+AMX24-MFT | Damper Actuator | Retrofit | Jackshaft Retrofit Linkage with Belimo Rotary Actuators¦Configurable Damper Actuator, 180 in-lb [20 Nm], Non fail-safe, AC/DC 24 V, 2...10 V, MFT/programmable | 896.00
ZG-JSLA+AMX24-MFT95 | Damper Actuator | Retrofit | Jackshaft Retrofit Linkage with Belimo Rotary Actuators¦Configurable Damper Actuator, 180 in-lb [20 Nm], Non fail-safe, AC/DC 24 V, 0...135 Ω, MFT/programmable | 927.00
ZG-JSLA+AMX24-PC | Damper Actuator | Retrofit | Jackshaft Retrofit Linkage with Belimo Rotary Actuators¦Configurable Damper Actuator, 180 in-lb [20 Nm], Non fail-safe, AC/DC 24 V, 0...20 V PhC, modulating | 927.00
ZG-JSLA+AMX24-SR | Damper Actuator | Retrofit | Jackshaft Retrofit Linkage with Belimo Rotary Actuators¦Configurable Damper Actuator, 180 in-lb [20 Nm], Non fail-safe, AC/DC 24 V, 2...10 V, modulating | 848.00
ZG-JSLA+LF120 US | Damper Actuator | Retrofit | Jackshaft Retrofit Linkage with Belimo Rotary Actuators¦Damper Actuator, 35 in-lb [4 Nm], Spring return, AC 120 V, On/Off | 692.00
ZG-JSLA+LF120-S US | Damper Actuator | Retrofit | Jackshaft Retrofit Linkage with Belimo Rotary Actuators¦Damper Actuator, 35 in-lb [4 Nm], Spring return, AC 120 V, On/Off, 1 x SPDT | 762.00
ZG-JSLA+LF24 US | Damper Actuator | Retrofit | Jackshaft Retrofit Linkage with Belimo Rotary Actuators¦Damper Actuator, 35 in-lb [4 Nm], Spring return, AC/DC 24 V, On/Off | 649.00
ZG-JSLA+LF24-3 US | Damper Actuator | Retrofit | Jackshaft Retrofit Linkage with Belimo Rotary Actuators¦Valve Actuator, Spring return, AC/DC 24 V, On/Off, Floating point | 736.00
ZG-JSLA+LF24-MFT US | Damper Actuator | Retrofit | Jackshaft Retrofit Linkage with Belimo Rotary Actuators¦Damper Actuator, 35 in-lb [4 Nm], Spring return, AC/DC 24 V, 2...10 V, MFT/programmable | 870.00
ZG-JSLA+LF24-MFT-S US | Damper Actuator | Retrofit | Jackshaft Retrofit Linkage with Belimo Rotary Actuators¦Damper Actuator, 35 in-lb [4 Nm], Spring return, AC/DC 24 V, 2...10 V, 1 x SPDT, MFT/programmable | 939.00
ZG-JSLA+LF24-S US | Damper Actuator | Retrofit | Jackshaft Retrofit Linkage with Belimo Rotary Actuators¦Damper Actuator, 35 in-lb [4 Nm], Spring return, AC/DC 24 V, On/Off, 1 x SPDT | 718.00
ZG-JSLA+LF24-SR US | Damper Actuator | Retrofit | Jackshaft Retrofit Linkage with Belimo Rotary Actuators¦Damper Actuator, 35 in-lb [4 Nm], Spring return, AC/DC 24 V, 2...10 V, modulating | 798.00
ZG-JSLA+LF24-SR-S US | Damper Actuator | Retrofit | Jackshaft Retrofit Linkage with Belimo Rotary Actuators¦Damper Actuator, 35 in-lb [4 Nm], Spring return, AC/DC 24 V, 2...10 V, 1 x SPDT, modulating | 867.00
ZG-JSLA+NFX24 | Damper Actuator | Retrofit | Jackshaft Retrofit Linkage with Belimo Rotary Actuators¦Configurable Damper Actuator, 90 in-lb [10 Nm], Spring return, AC/DC 24 V, On/Off | 727.00
ZG-JSLA+NFX24-MFT | Damper Actuator | Retrofit | Jackshaft Retrofit Linkage with Belimo Rotary Actuators¦Configurable Damper Actuator, 90 in-lb [10 Nm], Spring return, AC/DC 24 V, 2...10 V, MFT/programmable | 958.00
ZG-JSLA+NFX24-MFT-S | Damper Actuator | Retrofit | Jackshaft Retrofit Linkage with Belimo Rotary Actuators¦Configurable Damper Actuator, 90 in-lb [10 Nm], Spring return, AC/DC 24 V, 2...10 V, 2 x SPDT, MFT/programmable | 1070.00
ZG-JSLA+NFX24-S | Damper Actuator | Retrofit | Jackshaft Retrofit Linkage with Belimo Rotary Actuators¦Configurable Damper Actuator, 90 in-lb [10 Nm], Spring return, AC/DC 24 V, On/Off, 2 x SPDT | 838.00
ZG-JSLA+NFX24-SR | Damper Actuator | Retrofit | Jackshaft Retrofit Linkage with Belimo Rotary Actuators¦Configurable Damper Actuator, 90 in-lb [10 Nm], Spring return, AC/DC 24 V, 2...10 V, modulating | 887.00
ZG-JSLA+NFX24-SR-S | Damper Actuator | Retrofit | Jackshaft Retrofit Linkage with Belimo Rotary Actuators¦Configurable Damper Actuator, 90 in-lb [10 Nm], Spring return, AC/DC 24 V, 2...10 V, 2 x SPDT, modulating | 997.00
ZG-JSLA+NFXUP | Damper Actuator | Retrofit | Jackshaft Retrofit Linkage with Belimo Rotary Actuators¦Configurable Damper Actuator, 90 in-lb [10 Nm], Spring return, AC 24...240 V / DC 24...125 V, On/Off | 790.00
ZG-JSLA+NFXUP-S | Damper Actuator | Retrofit | Jackshaft Retrofit Linkage with Belimo Rotary Actuators¦Configurable Damper Actuator, 90 in-lb [10 Nm], Spring return, AC 24...240 V / DC 24...125 V, On/Off, 2 x SPDT | 900.00
ZG-JSLA+NMCX24-MFT | Damper Actuator | Retrofit | Jackshaft Retrofit Linkage with Belimo Rotary Actuators¦Configurable Damper Actuator, 90 in-lb [10 Nm], Non fail-safe, AC/DC 24 V, 2...10 V, MFT/programmable | 853.00
ZG-JSLA+NMX120-3 | Damper Actuator | Retrofit | Jackshaft Retrofit Linkage with Belimo Rotary Actuators¦Configurable Damper Actuator, 90 in-lb [10 Nm], Non fail-safe, AC 100...240 V, On/Off, Floating point | 589.00
ZG-JSLA+NMX120-SR | Damper Actuator | Retrofit | Jackshaft Retrofit Linkage with Belimo Rotary Actuators¦Configurable Damper Actuator, 90 in-lb [10 Nm], Non fail-safe, AC 100...240 V, 2...10 V, modulating | 730.00
ZG-JSLA+NMX24-3 | Damper Actuator | Retrofit | Jackshaft Retrofit Linkage with Belimo Rotary Actuators¦Configurable Damper Actuator, 90 in-lb [10 Nm], Non fail-safe, AC/DC 24 V, On/Off, Floating point | 541.00
ZG-JSLA+NMX24-3-T | Damper Actuator | Retrofit | Jackshaft Retrofit Linkage with Belimo Rotary Actuators¦Configurable Damper Actuator, 90 in-lb [10 Nm], Non fail-safe, AC/DC 24 V, On/Off, Floating point, terminals | 511.00
ZG-JSLA+NMX24-MFT | Damper Actuator | Retrofit | Jackshaft Retrofit Linkage with Belimo Rotary Actuators¦Configurable Damper Actuator, 90 in-lb [10 Nm], Non fail-safe, AC/DC 24 V, 2...10 V, MFT/programmable | 769.00
ZG-JSLA+NMX24-MFT95 | Damper Actuator | Retrofit | Jackshaft Retrofit Linkage with Belimo Rotary Actuators¦Configurable Damper Actuator, 90 in-lb [10 Nm], Non fail-safe, AC/DC 24 V, 0...135 Ω, MFT/programmable | 853.00
ZG-JSLA+NMX24-SR | Damper Actuator | Retrofit | Jackshaft Retrofit Linkage with Belimo Rotary Actuators¦Configurable Damper Actuator, 90 in-lb [10 Nm], Non fail-safe, AC/DC 24 V, 2...10 V, modulating | 659.00
ZG-JSLA+NMX24-SR-T | Damper Actuator | Retrofit | Jackshaft Retrofit Linkage with Belimo Rotary Actuators¦Configurable Damper Actuator, 90 in-lb [10 Nm], Non fail-safe, AC/DC 24 V, 2...10 V, terminals | 630.00
ZG-LF112 | Mechanical Accessory | Accessory | LF crankarm adaptor kit (includes ZG-112). | 69.00
ZG-LF2 | Mechanical Accessory | Accessory | LF crankarm adaptor kit (T bracket included). | 81.00
ZG-LFC114 | Mechanical Accessory | Accessory | LF Trane Voyager retrofit kit (incl. bracket and hardware). | 131.00
ZG-LMSA | Mechanical Accessory | Accessory | Shaft extension for 1/2" diameter shafts (3" L). | 78.00
ZG-LMSA-1 | Mechanical Accessory | Accessory | Shaft extension for 3/8" diameter shafts (4" L). | 79.00
ZG-LMSA-1/2-5 | Mechanical Accessory | Accessory | Shaft extension for 1/2" diameter shafts (5" L). | 89.00
Z-GMA | Accessory | Accessory | Base plate extension for GM..A to GM.. | 23.00
ZG-NMA | Accessory | Accessory | Mounting kit for linkage operation for flat installation | 79.00
ZG-NMSA-1 | Mechanical Accessory | Accessory | Shaft extension for 1/2" diameter shafts (3.8" L). | 70.00
ZG-R01 | Electrical accessory | Accessory | Resistor, to convert a 4...20 mA signal into a 2...10 V control signal | 27.00
ZG-R02 | Electrical accessory | Accessory | Resistor Kit, 50% voltage divider | 40.00
ZG-R03 | Electrical accessory | Accessory | Resistor KitFor -MFT95 actuator in 0…135 Ω control application | 27.00
ZG-SGF | Electrical accessory | Accessory | Mounting plate for SGF. | 32.00
ZG-TF112 | Mechanical Accessory | Accessory | TFB(X) crankarm adaptor kit (includes ZG-113). | 72.00
ZG-TF2 | Mechanical Accessory | Accessory | TFB(X) crankarm adaptor kit (T bracket included). | 63.00
ZG-TF3 | Mechanical Accessory | Accessory | TFB(X) Mounting Hardware without bracket | 89.00
ZG-X40 | Electrical accessory | Accessory | Transformer, AC 120 V to AC 24 V, 40 VA | 116.00
ZIP-BT-NFC | MFT Accessory | Accessory | Converter Bluetooth / NFC | 297.00
ZK1-GEN | Electrical accessory | Accessory | Connection cable 16 ft [5 m], A: RJ11 6/4 ZTH EU, B: 6-pin for connection to service socket | 134.00
ZK2-GEN | Electrical accessory | Accessory | Connection cable 16 ft [5 m], A: RJ11 6/4 ZTH EU, B: free wire end for connection to MP/PP terminal | 63.00
ZK4-GEN | Electrical accessory | Accessory | Connection cable 10 ft [3 m], A: RJ11 6/4 ZTH EU, B: 3-pin Weidmüller and supply connection | 134.00
ZK6-GEN | Electrical accessory | Accessory | Connection cable 16 ft [5 m], A+B: RJ12 6/6 | 65.00
Z-KSA | Mechanical Accessory | Accessory | 5/16” shaft clevis for LH. | 58.00
Z-KSC | Mechanical Accessory | Accessory | 3/8”-16 shaft clevis for AHK/AH. | 58.00
ZM-T15 | Electrical accessory | Accessory | Replacement temperature sensors, 10 ft [3 m]For Belimo Energy Valve™ 0.5...2" [15...50] | 553.00
ZM-T30 | Electrical accessory | Accessory | Replacement temperature sensors, 5 ft [1.5 m]For Belimo Energy Valve™ 0.5...2" [15...50] | 553.00
Z-NMA | Accessory | Accessory | Base plate extension for NM..A to NM.. | 23.00
ZONE120NC | Valve Actuator | Water | Valve Actuator, Spring return, AC 120 V, On/Off | 165.00
ZONE120NC-S | Valve Actuator | Water | Valve Actuator, Spring return, AC 120 V, On/Off, 1 x SPST | 186.00
ZONE120NO | Valve Actuator | Water | Valve Actuator, Spring return, AC 120 V, On/Off | 165.00
ZONE120NO-S | Valve Actuator | Water | Valve Actuator, Spring return, AC 120 V, On/Off, 1 x SPST | 186.00
ZONE215N-10 | Zone Valve | Water | Zone Valve (ZV), 1/2", 2-way, Cv 1 | 86.00
ZONE215N-10+ZONE120NC | Zone Valve | Water | Zone Valve¦Zone Valve (ZV), 1/2", 2-way, Cv 1 ¦Valve Actuator, Spring return, AC 120 V, On/Off | 272.00
ZONE215N-10+ZONE120NC-S | Zone Valve | Water | Zone Valve¦Zone Valve (ZV), 1/2", 2-way, Cv 1 ¦Valve Actuator, Spring return, AC 120 V, On/Off, 1 x SPST | 296.00
ZONE215N-10+ZONE120NO | Zone Valve | Water | Zone Valve¦Zone Valve (ZV), 1/2", 2-way, Cv 1 ¦Valve Actuator, Spring return, AC 120 V, On/Off | 272.00
ZONE215N-10+ZONE230NC | Zone Valve | Water | Zone Valve¦Zone Valve (ZV), 1/2", 2-way, Cv 1 ¦Valve Actuator, Spring return, AC 230 V, On/Off | 272.00
ZONE215N-10+ZONE230NO | Zone Valve | Water | Zone Valve¦Zone Valve (ZV), 1/2", 2-way, Cv 1 ¦Valve Actuator, Spring return, AC 230 V, On/Off | 272.00
ZONE215N-10+ZONE24NC | Zone Valve | Water | Zone Valve¦Zone Valve (ZV), 1/2", 2-way, Cv 1 ¦Valve Actuator, Spring return, AC 24 V, On/Off | 272.00
ZONE215N-10+ZONE24NC-S | Zone Valve | Water | Zone Valve¦Zone Valve (ZV), 1/2", 2-way, Cv 1 ¦Valve Actuator, Spring return, AC 24 V, On/Off, 1 x SPST | 296.00
ZONE215N-10+ZONE24NO | Zone Valve | Water | Zone Valve¦Zone Valve (ZV), 1/2", 2-way, Cv 1 ¦Valve Actuator, Spring return, AC 24 V, On/Off | 272.00
ZONE215N-10+ZONE24NO-S | Zone Valve | Water | Zone Valve¦Zone Valve (ZV), 1/2", 2-way, Cv 1 ¦Valve Actuator, Spring return, AC 24 V, On/Off, 1 x SPST | 296.00
ZONE215N-25 | Zone Valve | Water | Zone Valve (ZV), 1/2", 2-way, Cv 2.5 | 86.00
ZONE215N-25+ZONE120NC | Zone Valve | Water | Zone Valve¦Zone Valve (ZV), 1/2", 2-way, Cv 2.5 ¦Valve Actuator, Spring return, AC 120 V, On/Off | 272.00
ZONE215N-25+ZONE120NC-S | Zone Valve | Water | Zone Valve¦Zone Valve (ZV), 1/2", 2-way, Cv 2.5 ¦Valve Actuator, Spring return, AC 120 V, On/Off, 1 x SPST | 296.00
ZONE215N-25+ZONE120NO | Zone Valve | Water | Zone Valve¦Zone Valve (ZV), 1/2", 2-way, Cv 2.5 ¦Valve Actuator, Spring return, AC 120 V, On/Off | 272.00
ZONE215N-25+ZONE120NO-S | Zone Valve | Water | Zone Valve¦Zone Valve (ZV), 1/2", 2-way, Cv 2.5 ¦Valve Actuator, Spring return, AC 120 V, On/Off, 1 x SPST | 296.00
ZONE215N-25+ZONE230NO-S | Zone Valve | Water | Zone Valve¦Zone Valve (ZV), 1/2", 2-way, Cv 2.5 ¦Valve Actuator, Spring return, AC 230 V, On/Off, 1 x SPST | 296.00
ZONE215N-25+ZONE24NC | Zone Valve | Water | Zone Valve¦Zone Valve (ZV), 1/2", 2-way, Cv 2.5 ¦Valve Actuator, Spring return, AC 24 V, On/Off | 272.00
ZONE215N-25+ZONE24NC-S | Zone Valve | Water | Zone Valve¦Zone Valve (ZV), 1/2", 2-way, Cv 2.5 ¦Valve Actuator, Spring return, AC 24 V, On/Off, 1 x SPST | 296.00
ZONE215N-25+ZONE24NO | Zone Valve | Water | Zone Valve¦Zone Valve (ZV), 1/2", 2-way, Cv 2.5 ¦Valve Actuator, Spring return, AC 24 V, On/Off | 272.00
ZONE215N-25+ZONE24NO-S | Zone Valve | Water | Zone Valve¦Zone Valve (ZV), 1/2", 2-way, Cv 2.5 ¦Valve Actuator, Spring return, AC 24 V, On/Off, 1 x SPST | 296.00
ZONE215N-35 | Zone Valve | Water | Zone Valve (ZV), 1/2", 2-way, Cv 3.5 | 86.00
ZONE215N-35+ZONE120NC | Zone Valve | Water | Zone Valve¦Zone Valve (ZV), 1/2", 2-way, Cv 3.5 ¦Valve Actuator, Spring return, AC 120 V, On/Off | 272.00
ZONE215N-35+ZONE120NC-S | Zone Valve | Water | Zone Valve¦Zone Valve (ZV), 1/2", 2-way, Cv 3.5 ¦Valve Actuator, Spring return, AC 120 V, On/Off, 1 x SPST | 296.00
ZONE215N-35+ZONE120NO | Zone Valve | Water | Zone Valve¦Zone Valve (ZV), 1/2", 2-way, Cv 3.5 ¦Valve Actuator, Spring return, AC 120 V, On/Off | 272.00
ZONE215N-35+ZONE120NO-S | Zone Valve | Water | Zone Valve¦Zone Valve (ZV), 1/2", 2-way, Cv 3.5 ¦Valve Actuator, Spring return, AC 120 V, On/Off, 1 x SPST | 296.00
ZONE215N-35+ZONE230NC | Zone Valve | Water | Zone Valve¦Zone Valve (ZV), 1/2", 2-way, Cv 3.5 ¦Valve Actuator, Spring return, AC 230 V, On/Off | 272.00
ZONE215N-35+ZONE230NO | Zone Valve | Water | Zone Valve¦Zone Valve (ZV), 1/2", 2-way, Cv 3.5 ¦Valve Actuator, Spring return, AC 230 V, On/Off | 272.00
ZONE215N-35+ZONE24NC | Zone Valve | Water | Zone Valve¦Zone Valve (ZV), 1/2", 2-way, Cv 3.5 ¦Valve Actuator, Spring return, AC 24 V, On/Off | 272.00
ZONE215N-35+ZONE24NC-S | Zone Valve | Water | Zone Valve¦Zone Valve (ZV), 1/2", 2-way, Cv 3.5 ¦Valve Actuator, Spring return, AC 24 V, On/Off, 1 x SPST | 296.00
ZONE215N-35+ZONE24NO | Zone Valve | Water | Zone Valve¦Zone Valve (ZV), 1/2", 2-way, Cv 3.5 ¦Valve Actuator, Spring return, AC 24 V, On/Off | 272.00
ZONE215N-35+ZONE24NO-S | Zone Valve | Water | Zone Valve¦Zone Valve (ZV), 1/2", 2-way, Cv 3.5 ¦Valve Actuator, Spring return, AC 24 V, On/Off, 1 x SPST | 296.00
ZONE215S-10 | Zone Valve | Water | Zone Valve (ZV), 1/2", 2-way, Cv 1 | 80.00
ZONE215S-10+ZONE120NC | Zone Valve | Water | Zone Valve¦Zone Valve (ZV), 1/2", 2-way, Cv 1 ¦Valve Actuator, Spring return, AC 120 V, On/Off | 265.00
ZONE215S-10+ZONE120NC-S | Zone Valve | Water | Zone Valve¦Zone Valve (ZV), 1/2", 2-way, Cv 1 ¦Valve Actuator, Spring return, AC 120 V, On/Off, 1 x SPST | 289.00
ZONE215S-10+ZONE120NO | Zone Valve | Water | Zone Valve¦Zone Valve (ZV), 1/2", 2-way, Cv 1 ¦Valve Actuator, Spring return, AC 120 V, On/Off | 265.00
ZONE215S-10+ZONE120NO-S | Zone Valve | Water | Zone Valve¦Zone Valve (ZV), 1/2", 2-way, Cv 1 ¦Valve Actuator, Spring return, AC 120 V, On/Off, 1 x SPST | 289.00
ZONE215S-10+ZONE230NO | Zone Valve | Water | Zone Valve¦Zone Valve (ZV), 1/2", 2-way, Cv 1 ¦Valve Actuator, Spring return, AC 230 V, On/Off | 265.00
ZONE215S-10+ZONE24NC | Zone Valve | Water | Zone Valve¦Zone Valve (ZV), 1/2", 2-way, Cv 1 ¦Valve Actuator, Spring return, AC 24 V, On/Off | 265.00
ZONE215S-10+ZONE24NC-S | Zone Valve | Water | Zone Valve¦Zone Valve (ZV), 1/2", 2-way, Cv 1 ¦Valve Actuator, Spring return, AC 24 V, On/Off, 1 x SPST | 289.00
ZONE215S-10+ZONE24NO | Zone Valve | Water | Zone Valve¦Zone Valve (ZV), 1/2", 2-way, Cv 1 ¦Valve Actuator, Spring return, AC 24 V, On/Off | 265.00
ZONE215S-10+ZONE24NO-S | Zone Valve | Water | Zone Valve¦Zone Valve (ZV), 1/2", 2-way, Cv 1 ¦Valve Actuator, Spring return, AC 24 V, On/Off, 1 x SPST | 289.00
ZONE215S-25 | Zone Valve | Water | Zone Valve (ZV), 1/2", 2-way, Cv 2.5 | 80.00
ZONE215S-25+ZONE120NC | Zone Valve | Water | Zone Valve¦Zone Valve (ZV), 1/2", 2-way, Cv 2.5 ¦Valve Actuator, Spring return, AC 120 V, On/Off | 265.00
ZONE215S-25+ZONE120NO | Zone Valve | Water | Zone Valve¦Zone Valve (ZV), 1/2", 2-way, Cv 2.5 ¦Valve Actuator, Spring return, AC 120 V, On/Off | 265.00
ZONE215S-25+ZONE120NO-S | Zone Valve | Water | Zone Valve¦Zone Valve (ZV), 1/2", 2-way, Cv 2.5 ¦Valve Actuator, Spring return, AC 120 V, On/Off, 1 x SPST | 289.00
ZONE215S-25+ZONE230NC | Zone Valve | Water | Zone Valve¦Zone Valve (ZV), 1/2", 2-way, Cv 2.5 ¦Valve Actuator, Spring return, AC 230 V, On/Off | 265.00
ZONE215S-25+ZONE230NO-S | Zone Valve | Water | Zone Valve¦Zone Valve (ZV), 1/2", 2-way, Cv 2.5 ¦Valve Actuator, Spring return, AC 230 V, On/Off, 1 x SPST | 289.00
ZONE215S-25+ZONE24NC | Zone Valve | Water | Zone Valve¦Zone Valve (ZV), 1/2", 2-way, Cv 2.5 ¦Valve Actuator, Spring return, AC 24 V, On/Off | 265.00
ZONE215S-25+ZONE24NC-S | Zone Valve | Water | Zone Valve¦Zone Valve (ZV), 1/2", 2-way, Cv 2.5 ¦Valve Actuator, Spring return, AC 24 V, On/Off, 1 x SPST | 289.00
ZONE215S-25+ZONE24NO | Zone Valve | Water | Zone Valve¦Zone Valve (ZV), 1/2", 2-way, Cv 2.5 ¦Valve Actuator, Spring return, AC 24 V, On/Off | 265.00
ZONE215S-25+ZONE24NO-S | Zone Valve | Water | Zone Valve¦Zone Valve (ZV), 1/2", 2-way, Cv 2.5 ¦Valve Actuator, Spring return, AC 24 V, On/Off, 1 x SPST | 289.00
ZONE215S-35 | Zone Valve | Water | Zone Valve (ZV), 1/2", 2-way, Cv 3.5 | 80.00
ZONE215S-35+ZONE120NC | Zone Valve | Water | Zone Valve¦Zone Valve (ZV), 1/2", 2-way, Cv 3.5 ¦Valve Actuator, Spring return, AC 120 V, On/Off | 265.00
ZONE215S-35+ZONE120NC-S | Zone Valve | Water | Zone Valve¦Zone Valve (ZV), 1/2", 2-way, Cv 3.5 ¦Valve Actuator, Spring return, AC 120 V, On/Off, 1 x SPST | 289.00
ZONE215S-35+ZONE120NO | Zone Valve | Water | Zone Valve¦Zone Valve (ZV), 1/2", 2-way, Cv 3.5 ¦Valve Actuator, Spring return, AC 120 V, On/Off | 265.00
ZONE215S-35+ZONE120NO-S | Zone Valve | Water | Zone Valve¦Zone Valve (ZV), 1/2", 2-way, Cv 3.5 ¦Valve Actuator, Spring return, AC 120 V, On/Off, 1 x SPST | 289.00
ZONE215S-35+ZONE230NC | Zone Valve | Water | Zone Valve¦Zone Valve (ZV), 1/2", 2-way, Cv 3.5 ¦Valve Actuator, Spring return, AC 230 V, On/Off | 265.00
ZONE215S-35+ZONE230NO | Zone Valve | Water | Zone Valve¦Zone Valve (ZV), 1/2", 2-way, Cv 3.5 ¦Valve Actuator, Spring return, AC 230 V, On/Off | 265.00
ZONE215S-35+ZONE230NO-S | Zone Valve | Water | Zone Valve¦Zone Valve (ZV), 1/2", 2-way, Cv 3.5 ¦Valve Actuator, Spring return, AC 230 V, On/Off, 1 x SPST | 289.00
ZONE215S-35+ZONE24NC | Zone Valve | Water | Zone Valve¦Zone Valve (ZV), 1/2", 2-way, Cv 3.5 ¦Valve Actuator, Spring return, AC 24 V, On/Off | 265.00
ZONE215S-35+ZONE24NC-S | Zone Valve | Water | Zone Valve¦Zone Valve (ZV), 1/2", 2-way, Cv 3.5 ¦Valve Actuator, Spring return, AC 24 V, On/Off, 1 x SPST | 289.00
ZONE215S-35+ZONE24NO | Zone Valve | Water | Zone Valve¦Zone Valve (ZV), 1/2", 2-way, Cv 3.5 ¦Valve Actuator, Spring return, AC 24 V, On/Off | 265.00
ZONE215S-35+ZONE24NO-S | Zone Valve | Water | Zone Valve¦Zone Valve (ZV), 1/2", 2-way, Cv 3.5 ¦Valve Actuator, Spring return, AC 24 V, On/Off, 1 x SPST | 289.00
ZONE220N-35 | Zone Valve | Water | Zone Valve (ZV), 3/4", 2-way, Cv 3.5 | 109.00
ZONE220N-35+ZONE120NC | Zone Valve | Water | Zone Valve¦Zone Valve (ZV), 3/4", 2-way, Cv 3.5 ¦Valve Actuator, Spring return, AC 120 V, On/Off | 302.00
ZONE220N-35+ZONE120NC-S | Zone Valve | Water | Zone Valve¦Zone Valve (ZV), 3/4", 2-way, Cv 3.5 ¦Valve Actuator, Spring return, AC 120 V, On/Off, 1 x SPST | 327.00
ZONE220N-35+ZONE120NO | Zone Valve | Water | Zone Valve¦Zone Valve (ZV), 3/4", 2-way, Cv 3.5 ¦Valve Actuator, Spring return, AC 120 V, On/Off | 302.00
ZONE220N-35+ZONE120NO-S | Zone Valve | Water | Zone Valve¦Zone Valve (ZV), 3/4", 2-way, Cv 3.5 ¦Valve Actuator, Spring return, AC 120 V, On/Off, 1 x SPST | 327.00
ZONE220N-35+ZONE230NO-S | Zone Valve | Water | Zone Valve¦Zone Valve (ZV), 3/4", 2-way, Cv 3.5 ¦Valve Actuator, Spring return, AC 230 V, On/Off, 1 x SPST | 327.00
ZONE220N-35+ZONE24NC | Zone Valve | Water | Zone Valve¦Zone Valve (ZV), 3/4", 2-way, Cv 3.5 ¦Valve Actuator, Spring return, AC 24 V, On/Off | 302.00
ZONE220N-35+ZONE24NC-S | Zone Valve | Water | Zone Valve¦Zone Valve (ZV), 3/4", 2-way, Cv 3.5 ¦Valve Actuator, Spring return, AC 24 V, On/Off, 1 x SPST | 327.00
ZONE220N-35+ZONE24NO | Zone Valve | Water | Zone Valve¦Zone Valve (ZV), 3/4", 2-way, Cv 3.5 ¦Valve Actuator, Spring return, AC 24 V, On/Off | 302.00
ZONE220N-35+ZONE24NO-S | Zone Valve | Water | Zone Valve¦Zone Valve (ZV), 3/4", 2-way, Cv 3.5 ¦Valve Actuator, Spring return, AC 24 V, On/Off, 1 x SPST | 327.00
ZONE220N-50 | Zone Valve | Water | Zone Valve (ZV), 3/4", 2-way, Cv 5 | 109.00
ZONE220N-50+ZONE120NC | Zone Valve | Water | Zone Valve¦Zone Valve (ZV), 3/4", 2-way, Cv 5 ¦Valve Actuator, Spring return, AC 120 V, On/Off | 302.00
ZONE220N-50+ZONE120NC-S | Zone Valve | Water | Zone Valve¦Zone Valve (ZV), 3/4", 2-way, Cv 5 ¦Valve Actuator, Spring return, AC 120 V, On/Off, 1 x SPST | 327.00
ZONE220N-50+ZONE120NO | Zone Valve | Water | Zone Valve¦Zone Valve (ZV), 3/4", 2-way, Cv 5 ¦Valve Actuator, Spring return, AC 120 V, On/Off | 302.00
ZONE220N-50+ZONE120NO-S | Zone Valve | Water | Zone Valve¦Zone Valve (ZV), 3/4", 2-way, Cv 5 ¦Valve Actuator, Spring return, AC 120 V, On/Off, 1 x SPST | 327.00
ZONE220N-50+ZONE230NC | Zone Valve | Water | Zone Valve¦Zone Valve (ZV), 3/4", 2-way, Cv 5 ¦Valve Actuator, Spring return, AC 230 V, On/Off | 302.00
ZONE220N-50+ZONE24NC | Zone Valve | Water | Zone Valve¦Zone Valve (ZV), 3/4", 2-way, Cv 5 ¦Valve Actuator, Spring return, AC 24 V, On/Off | 302.00
ZONE220N-50+ZONE24NC-S | Zone Valve | Water | Zone Valve¦Zone Valve (ZV), 3/4", 2-way, Cv 5 ¦Valve Actuator, Spring return, AC 24 V, On/Off, 1 x SPST | 327.00
ZONE220N-50+ZONE24NO | Zone Valve | Water | Zone Valve¦Zone Valve (ZV), 3/4", 2-way, Cv 5 ¦Valve Actuator, Spring return, AC 24 V, On/Off | 302.00
ZONE220N-50+ZONE24NO-S | Zone Valve | Water | Zone Valve¦Zone Valve (ZV), 3/4", 2-way, Cv 5 ¦Valve Actuator, Spring return, AC 24 V, On/Off, 1 x SPST | 327.00
ZONE220S-35 | Zone Valve | Water | Zone Valve (ZV), 3/4", 2-way, Cv 3.5 | 98.00
ZONE220S-35+ZONE120NC | Zone Valve | Water | Zone Valve¦Zone Valve (ZV), 3/4", 2-way, Cv 3.5 ¦Valve Actuator, Spring return, AC 120 V, On/Off | 302.00
ZONE220S-35+ZONE120NC-S | Zone Valve | Water | Zone Valve¦Zone Valve (ZV), 3/4", 2-way, Cv 3.5 ¦Valve Actuator, Spring return, AC 120 V, On/Off, 1 x SPST | 327.00
ZONE220S-35+ZONE120NO | Zone Valve | Water | Zone Valve¦Zone Valve (ZV), 3/4", 2-way, Cv 3.5 ¦Valve Actuator, Spring return, AC 120 V, On/Off | 302.00
ZONE220S-35+ZONE120NO-S | Zone Valve | Water | Zone Valve¦Zone Valve (ZV), 3/4", 2-way, Cv 3.5 ¦Valve Actuator, Spring return, AC 120 V, On/Off, 1 x SPST | 327.00
ZONE220S-35+ZONE230NO | Zone Valve | Water | Zone Valve¦Zone Valve (ZV), 3/4", 2-way, Cv 3.5 ¦Valve Actuator, Spring return, AC 230 V, On/Off | 302.00
ZONE220S-35+ZONE230NO-S | Zone Valve | Water | Zone Valve¦Zone Valve (ZV), 3/4", 2-way, Cv 3.5 ¦Valve Actuator, Spring return, AC 230 V, On/Off, 1 x SPST | 327.00
ZONE220S-35+ZONE24NC | Zone Valve | Water | Zone Valve¦Zone Valve (ZV), 3/4", 2-way, Cv 3.5 ¦Valve Actuator, Spring return, AC 24 V, On/Off | 302.00
ZONE220S-35+ZONE24NC-S | Zone Valve | Water | Zone Valve¦Zone Valve (ZV), 3/4", 2-way, Cv 3.5 ¦Valve Actuator, Spring return, AC 24 V, On/Off, 1 x SPST | 327.00
ZONE220S-35+ZONE24NO | Zone Valve | Water | Zone Valve¦Zone Valve (ZV), 3/4", 2-way, Cv 3.5 ¦Valve Actuator, Spring return, AC 24 V, On/Off | 302.00
ZONE220S-35+ZONE24NO-S | Zone Valve | Water | Zone Valve¦Zone Valve (ZV), 3/4", 2-way, Cv 3.5 ¦Valve Actuator, Spring return, AC 24 V, On/Off, 1 x SPST | 327.00
ZONE220S-50 | Zone Valve | Water | Zone Valve (ZV), 3/4", 2-way, Cv 5 | 98.00
ZONE220S-50+ZONE120NC | Zone Valve | Water | Zone Valve¦Zone Valve (ZV), 3/4", 2-way, Cv 5 ¦Valve Actuator, Spring return, AC 120 V, On/Off | 288.00
ZONE220S-50+ZONE120NC-S | Zone Valve | Water | Zone Valve¦Zone Valve (ZV), 3/4", 2-way, Cv 5 ¦Valve Actuator, Spring return, AC 120 V, On/Off, 1 x SPST | 310.00
ZONE220S-50+ZONE120NO | Zone Valve | Water | Zone Valve¦Zone Valve (ZV), 3/4", 2-way, Cv 5 ¦Valve Actuator, Spring return, AC 120 V, On/Off | 288.00
ZONE220S-50+ZONE230NC | Zone Valve | Water | Zone Valve¦Zone Valve (ZV), 3/4", 2-way, Cv 5 ¦Valve Actuator, Spring return, AC 230 V, On/Off | 302.00
ZONE220S-50+ZONE230NO | Zone Valve | Water | Zone Valve¦Zone Valve (ZV), 3/4", 2-way, Cv 5 ¦Valve Actuator, Spring return, AC 230 V, On/Off | 302.00
ZONE220S-50+ZONE230NO-S | Zone Valve | Water | Zone Valve¦Zone Valve (ZV), 3/4", 2-way, Cv 5 ¦Valve Actuator, Spring return, AC 230 V, On/Off, 1 x SPST | 327.00
ZONE220S-50+ZONE24NC | Zone Valve | Water | Zone Valve¦Zone Valve (ZV), 3/4", 2-way, Cv 5 ¦Valve Actuator, Spring return, AC 24 V, On/Off | 302.00
ZONE220S-50+ZONE24NC-S | Zone Valve | Water | Zone Valve¦Zone Valve (ZV), 3/4", 2-way, Cv 5 ¦Valve Actuator, Spring return, AC 24 V, On/Off, 1 x SPST | 327.00
ZONE220S-50+ZONE24NO | Zone Valve | Water | Zone Valve¦Zone Valve (ZV), 3/4", 2-way, Cv 5 ¦Valve Actuator, Spring return, AC 24 V, On/Off | 302.00
ZONE220S-50+ZONE24NO-S | Zone Valve | Water | Zone Valve¦Zone Valve (ZV), 3/4", 2-way, Cv 5 ¦Valve Actuator, Spring return, AC 24 V, On/Off, 1 x SPST | 327.00
ZONE225N-80 | Zone Valve | Water | Zone Valve (ZV), 1", 2-way, Cv 8 | 188.00
ZONE225N-80+ZONE120NC | Zone Valve | Water | Zone Valve¦Zone Valve (ZV), 1", 2-way, Cv 8 ¦Valve Actuator, Spring return, AC 120 V, On/Off | 387.00
ZONE225N-80+ZONE120NC-S | Zone Valve | Water | Zone Valve¦Zone Valve (ZV), 1", 2-way, Cv 8 ¦Valve Actuator, Spring return, AC 120 V, On/Off, 1 x SPST | 411.00
ZONE225N-80+ZONE120NO | Zone Valve | Water | Zone Valve¦Zone Valve (ZV), 1", 2-way, Cv 8 ¦Valve Actuator, Spring return, AC 120 V, On/Off | 387.00
ZONE225N-80+ZONE120NO-S | Zone Valve | Water | Zone Valve¦Zone Valve (ZV), 1", 2-way, Cv 8 ¦Valve Actuator, Spring return, AC 120 V, On/Off, 1 x SPST | 411.00
ZONE225N-80+ZONE230NO | Zone Valve | Water | Zone Valve¦Zone Valve (ZV), 1", 2-way, Cv 8 ¦Valve Actuator, Spring return, AC 230 V, On/Off | 387.00
ZONE225N-80+ZONE230NO-S | Zone Valve | Water | Zone Valve¦Zone Valve (ZV), 1", 2-way, Cv 8 ¦Valve Actuator, Spring return, AC 230 V, On/Off, 1 x SPST | 411.00
ZONE225N-80+ZONE24NC | Zone Valve | Water | Zone Valve¦Zone Valve (ZV), 1", 2-way, Cv 8 ¦Valve Actuator, Spring return, AC 24 V, On/Off | 387.00
ZONE225N-80+ZONE24NC-S | Zone Valve | Water | Zone Valve¦Zone Valve (ZV), 1", 2-way, Cv 8 ¦Valve Actuator, Spring return, AC 24 V, On/Off, 1 x SPST | 411.00
ZONE225N-80+ZONE24NO | Zone Valve | Water | Zone Valve¦Zone Valve (ZV), 1", 2-way, Cv 8 ¦Valve Actuator, Spring return, AC 24 V, On/Off | 387.00
ZONE225N-80+ZONE24NO-S | Zone Valve | Water | Zone Valve¦Zone Valve (ZV), 1", 2-way, Cv 8 ¦Valve Actuator, Spring return, AC 24 V, On/Off, 1 x SPST | 411.00
ZONE225S-80 | Zone Valve | Water | Zone Valve (ZV), 1", 2-way, Cv 8 | 181.00
ZONE225S-80+ZONE120NC | Zone Valve | Water | Zone Valve¦Zone Valve (ZV), 1", 2-way, Cv 8 ¦Valve Actuator, Spring return, AC 120 V, On/Off | 375.00
ZONE225S-80+ZONE120NC-S | Zone Valve | Water | Zone Valve¦Zone Valve (ZV), 1", 2-way, Cv 8 ¦Valve Actuator, Spring return, AC 120 V, On/Off, 1 x SPST | 399.00
ZONE225S-80+ZONE120NO | Zone Valve | Water | Zone Valve¦Zone Valve (ZV), 1", 2-way, Cv 8 ¦Valve Actuator, Spring return, AC 120 V, On/Off | 375.00
ZONE225S-80+ZONE230NC | Zone Valve | Water | Zone Valve¦Zone Valve (ZV), 1", 2-way, Cv 8 ¦Valve Actuator, Spring return, AC 230 V, On/Off | 375.00
ZONE225S-80+ZONE230NO | Zone Valve | Water | Zone Valve¦Zone Valve (ZV), 1", 2-way, Cv 8 ¦Valve Actuator, Spring return, AC 230 V, On/Off | 375.00
ZONE225S-80+ZONE230NO-S | Zone Valve | Water | Zone Valve¦Zone Valve (ZV), 1", 2-way, Cv 8 ¦Valve Actuator, Spring return, AC 230 V, On/Off, 1 x SPST | 399.00
ZONE225S-80+ZONE24NC | Zone Valve | Water | Zone Valve¦Zone Valve (ZV), 1", 2-way, Cv 8 ¦Valve Actuator, Spring return, AC 24 V, On/Off | 375.00
ZONE225S-80+ZONE24NC-S | Zone Valve | Water | Zone Valve¦Zone Valve (ZV), 1", 2-way, Cv 8 ¦Valve Actuator, Spring return, AC 24 V, On/Off, 1 x SPST | 399.00
ZONE225S-80+ZONE24NO | Zone Valve | Water | Zone Valve¦Zone Valve (ZV), 1", 2-way, Cv 8 ¦Valve Actuator, Spring return, AC 24 V, On/Off | 375.00
ZONE225S-80+ZONE24NO-S | Zone Valve | Water | Zone Valve¦Zone Valve (ZV), 1", 2-way, Cv 8 ¦Valve Actuator, Spring return, AC 24 V, On/Off, 1 x SPST | 399.00
ZONE24NC | Valve Actuator | Water | Valve Actuator, Spring return, AC 24 V, On/Off | 165.00
ZONE24NC-S | Valve Actuator | Water | Valve Actuator, Spring return, AC 24 V, On/Off, 1 x SPST | 186.00
ZONE24NO | Valve Actuator | Water | Valve Actuator, Spring return, AC 24 V, On/Off | 165.00
ZONE24NO-S | Valve Actuator | Water | Valve Actuator, Spring return, AC 24 V, On/Off, 1 x SPST | 186.00
ZONE315N-10 | Zone Valve | Water | Zone Valve (ZV), 1/2", 3-way, Cv 1 | 109.00
ZONE315N-10+ZONE120NC | Zone Valve | Water | Zone Valve¦Zone Valve (ZV), 1/2", 3-way, Cv 1 ¦Valve Actuator, Spring return, AC 120 V, On/Off | 302.00
ZONE315N-10+ZONE120NC-S | Zone Valve | Water | Zone Valve¦Zone Valve (ZV), 1/2", 3-way, Cv 1 ¦Valve Actuator, Spring return, AC 120 V, On/Off, 1 x SPST | 327.00
ZONE315N-10+ZONE230NC | Zone Valve | Water | Zone Valve¦Zone Valve (ZV), 1/2", 3-way, Cv 1 ¦Valve Actuator, Spring return, AC 230 V, On/Off | 302.00
ZONE315N-10+ZONE24NC | Zone Valve | Water | Zone Valve¦Zone Valve (ZV), 1/2", 3-way, Cv 1 ¦Valve Actuator, Spring return, AC 24 V, On/Off | 302.00
ZONE315N-10+ZONE24NC-S | Zone Valve | Water | Zone Valve¦Zone Valve (ZV), 1/2", 3-way, Cv 1 ¦Valve Actuator, Spring return, AC 24 V, On/Off, 1 x SPST | 327.00
ZONE315N-25 | Zone Valve | Water | Zone Valve (ZV), 1/2", 3-way, Cv 2.5 | 109.00
ZONE315N-25+ZONE120NC | Zone Valve | Water | Zone Valve¦Zone Valve (ZV), 1/2", 3-way, Cv 2.5 ¦Valve Actuator, Spring return, AC 120 V, On/Off | 302.00
ZONE315N-25+ZONE120NC-S | Zone Valve | Water | Zone Valve¦Zone Valve (ZV), 1/2", 3-way, Cv 2.5 ¦Valve Actuator, Spring return, AC 120 V, On/Off, 1 x SPST | 327.00
ZONE315N-25+ZONE24NC | Zone Valve | Water | Zone Valve¦Zone Valve (ZV), 1/2", 3-way, Cv 2.5 ¦Valve Actuator, Spring return, AC 24 V, On/Off | 302.00
ZONE315N-25+ZONE24NC-S | Zone Valve | Water | Zone Valve¦Zone Valve (ZV), 1/2", 3-way, Cv 2.5 ¦Valve Actuator, Spring return, AC 24 V, On/Off, 1 x SPST | 327.00
ZONE315N-35 | Zone Valve | Water | Zone Valve (ZV), 1/2", 3-way, Cv 3.5 | 109.00
ZONE315N-35+ZONE120NC | Zone Valve | Water | Zone Valve¦Zone Valve (ZV), 1/2", 3-way, Cv 3.5 ¦Valve Actuator, Spring return, AC 120 V, On/Off | 302.00
ZONE315N-35+ZONE120NC-S | Zone Valve | Water | Zone Valve¦Zone Valve (ZV), 1/2", 3-way, Cv 3.5 ¦Valve Actuator, Spring return, AC 120 V, On/Off, 1 x SPST | 327.00
ZONE315N-35+ZONE230NC | Zone Valve | Water | Zone Valve¦Zone Valve (ZV), 1/2", 3-way, Cv 3.5 ¦Valve Actuator, Spring return, AC 230 V, On/Off | 302.00
ZONE315N-35+ZONE24NC | Zone Valve | Water | Zone Valve¦Zone Valve (ZV), 1/2", 3-way, Cv 3.5 ¦Valve Actuator, Spring return, AC 24 V, On/Off | 302.00
ZONE315N-35+ZONE24NC-S | Zone Valve | Water | Zone Valve¦Zone Valve (ZV), 1/2", 3-way, Cv 3.5 ¦Valve Actuator, Spring return, AC 24 V, On/Off, 1 x SPST | 327.00
ZONE315S-10 | Zone Valve | Water | Zone Valve (ZV), 1/2", 3-way, Cv 1 | 102.00
ZONE315S-10+ZONE120NC | Zone Valve | Water | Zone Valve¦Zone Valve (ZV), 1/2", 3-way, Cv 1 ¦Valve Actuator, Spring return, AC 120 V, On/Off | 290.00
ZONE315S-10+ZONE120NC-S | Zone Valve | Water | Zone Valve¦Zone Valve (ZV), 1/2", 3-way, Cv 1 ¦Valve Actuator, Spring return, AC 120 V, On/Off, 1 x SPST | 314.00
ZONE315S-10+ZONE230NC | Zone Valve | Water | Zone Valve¦Zone Valve (ZV), 1/2", 3-way, Cv 1 ¦Valve Actuator, Spring return, AC 230 V, On/Off | 290.00
ZONE315S-10+ZONE24NC | Zone Valve | Water | Zone Valve¦Zone Valve (ZV), 1/2", 3-way, Cv 1 ¦Valve Actuator, Spring return, AC 24 V, On/Off | 290.00
ZONE315S-10+ZONE24NC-S | Zone Valve | Water | Zone Valve¦Zone Valve (ZV), 1/2", 3-way, Cv 1 ¦Valve Actuator, Spring return, AC 24 V, On/Off, 1 x SPST | 314.00
ZONE315S-25 | Zone Valve | Water | Zone Valve (ZV), 1/2", 3-way, Cv 2.5 | 102.00
ZONE315S-25+ZONE120NC | Zone Valve | Water | Zone Valve¦Zone Valve (ZV), 1/2", 3-way, Cv 2.5 ¦Valve Actuator, Spring return, AC 120 V, On/Off | 290.00
ZONE315S-25+ZONE230NC | Zone Valve | Water | Zone Valve¦Zone Valve (ZV), 1/2", 3-way, Cv 2.5 ¦Valve Actuator, Spring return, AC 230 V, On/Off | 290.00
ZONE315S-25+ZONE24NC | Zone Valve | Water | Zone Valve¦Zone Valve (ZV), 1/2", 3-way, Cv 2.5 ¦Valve Actuator, Spring return, AC 24 V, On/Off | 290.00
ZONE315S-25+ZONE24NC-S | Zone Valve | Water | Zone Valve¦Zone Valve (ZV), 1/2", 3-way, Cv 2.5 ¦Valve Actuator, Spring return, AC 24 V, On/Off, 1 x SPST | 314.00
ZONE315S-35 | Zone Valve | Water | Zone Valve (ZV), 1/2", 3-way, Cv 3.5 | 102.00
ZONE315S-35+ZONE120NC | Zone Valve | Water | Zone Valve¦Zone Valve (ZV), 1/2", 3-way, Cv 3.5 ¦Valve Actuator, Spring return, AC 120 V, On/Off | 290.00
ZONE315S-35+ZONE120NC-S | Zone Valve | Water | Zone Valve¦Zone Valve (ZV), 1/2", 3-way, Cv 3.5 ¦Valve Actuator, Spring return, AC 120 V, On/Off, 1 x SPST | 314.00
ZONE315S-35+ZONE24NC | Zone Valve | Water | Zone Valve¦Zone Valve (ZV), 1/2", 3-way, Cv 3.5 ¦Valve Actuator, Spring return, AC 24 V, On/Off | 290.00
ZONE315S-35+ZONE24NC-S | Zone Valve | Water | Zone Valve¦Zone Valve (ZV), 1/2", 3-way, Cv 3.5 ¦Valve Actuator, Spring return, AC 24 V, On/Off, 1 x SPST | 314.00
ZONE320N-35 | Zone Valve | Water | Zone Valve (ZV), 3/4", 3-way, Cv 3.5 | 138.00
ZONE320N-35+ZONE120NC | Zone Valve | Water | Zone Valve¦Zone Valve (ZV), 3/4", 3-way, Cv 3.5 ¦Valve Actuator, Spring return, AC 120 V, On/Off | 324.00
ZONE320N-35+ZONE120NC-S | Zone Valve | Water | Zone Valve¦Zone Valve (ZV), 3/4", 3-way, Cv 3.5 ¦Valve Actuator, Spring return, AC 120 V, On/Off, 1 x SPST | 347.00
ZONE320N-35+ZONE24NC | Zone Valve | Water | Zone Valve¦Zone Valve (ZV), 3/4", 3-way, Cv 3.5 ¦Valve Actuator, Spring return, AC 24 V, On/Off | 324.00
ZONE320N-35+ZONE24NC-S | Zone Valve | Water | Zone Valve¦Zone Valve (ZV), 3/4", 3-way, Cv 3.5 ¦Valve Actuator, Spring return, AC 24 V, On/Off, 1 x SPST | 347.00
ZONE320N-50 | Zone Valve | Water | Zone Valve (ZV), 3/4", 3-way, Cv 5 | 138.00
ZONE320N-50+ZONE120NC | Zone Valve | Water | Zone Valve¦Zone Valve (ZV), 3/4", 3-way, Cv 5 ¦Valve Actuator, Spring return, AC 120 V, On/Off | 324.00
ZONE320N-50+ZONE120NC-S | Zone Valve | Water | Zone Valve¦Zone Valve (ZV), 3/4", 3-way, Cv 5 ¦Valve Actuator, Spring return, AC 120 V, On/Off, 1 x SPST | 347.00
ZONE320N-50+ZONE24NC | Zone Valve | Water | Zone Valve¦Zone Valve (ZV), 3/4", 3-way, Cv 5 ¦Valve Actuator, Spring return, AC 24 V, On/Off | 324.00
ZONE320N-50+ZONE24NC-S | Zone Valve | Water | Zone Valve¦Zone Valve (ZV), 3/4", 3-way, Cv 5 ¦Valve Actuator, Spring return, AC 24 V, On/Off, 1 x SPST | 347.00
ZONE320S-35 | Zone Valve | Water | Zone Valve (ZV), 3/4", 3-way, Cv 3.5 | 129.00
ZONE320S-35+ZONE120NC | Zone Valve | Water | Zone Valve¦Zone Valve (ZV), 3/4", 3-way, Cv 3.5 ¦Valve Actuator, Spring return, AC 120 V, On/Off | 316.00
ZONE320S-35+ZONE230NC | Zone Valve | Water | Zone Valve¦Zone Valve (ZV), 3/4", 3-way, Cv 3.5 ¦Valve Actuator, Spring return, AC 230 V, On/Off | 290.00
ZONE320S-35+ZONE24NC | Zone Valve | Water | Zone Valve¦Zone Valve (ZV), 3/4", 3-way, Cv 3.5 ¦Valve Actuator, Spring return, AC 24 V, On/Off | 316.00
ZONE320S-35+ZONE24NC-S | Zone Valve | Water | Zone Valve¦Zone Valve (ZV), 3/4", 3-way, Cv 3.5 ¦Valve Actuator, Spring return, AC 24 V, On/Off, 1 x SPST | 339.00
ZONE320S-50 | Zone Valve | Water | Zone Valve (ZV), 3/4", 3-way, Cv 5 | 129.00
ZONE320S-50+ZONE120NC | Zone Valve | Water | Zone Valve¦Zone Valve (ZV), 3/4", 3-way, Cv 5 ¦Valve Actuator, Spring return, AC 120 V, On/Off | 316.00
ZONE320S-50+ZONE230NC | Zone Valve | Water | Zone Valve¦Zone Valve (ZV), 3/4", 3-way, Cv 5 ¦Valve Actuator, Spring return, AC 230 V, On/Off | 290.00
ZONE320S-50+ZONE24NC | Zone Valve | Water | Zone Valve¦Zone Valve (ZV), 3/4", 3-way, Cv 5 ¦Valve Actuator, Spring return, AC 24 V, On/Off | 316.00
ZONE320S-50+ZONE24NC-S | Zone Valve | Water | Zone Valve¦Zone Valve (ZV), 3/4", 3-way, Cv 5 ¦Valve Actuator, Spring return, AC 24 V, On/Off, 1 x SPST | 339.00
ZONE325N-80 | Zone Valve | Water | Zone Valve (ZV), 1", 3-way, Cv 8 | 218.00
ZONE325N-80+ZONE120NC | Zone Valve | Water | Zone Valve¦Zone Valve (ZV), 1", 3-way, Cv 8 ¦Valve Actuator, Spring return, AC 120 V, On/Off | 414.00
ZONE325N-80+ZONE120NC-S | Zone Valve | Water | Zone Valve¦Zone Valve (ZV), 1", 3-way, Cv 8 ¦Valve Actuator, Spring return, AC 120 V, On/Off, 1 x SPST | 438.00
ZONE325N-80+ZONE24NC | Zone Valve | Water | Zone Valve¦Zone Valve (ZV), 1", 3-way, Cv 8 ¦Valve Actuator, Spring return, AC 24 V, On/Off | 414.00
ZONE325N-80+ZONE24NC-S | Zone Valve | Water | Zone Valve¦Zone Valve (ZV), 1", 3-way, Cv 8 ¦Valve Actuator, Spring return, AC 24 V, On/Off, 1 x SPST | 438.00
ZONE325S-80 | Zone Valve | Water | Zone Valve (ZV), 1", 3-way, Cv 8 | 199.00
ZONE325S-80+ZONE120NC | Zone Valve | Water | Zone Valve¦Zone Valve (ZV), 1", 3-way, Cv 8 ¦Valve Actuator, Spring return, AC 120 V, On/Off | 399.00
ZONE325S-80+ZONE120NC-S | Zone Valve | Water | Zone Valve¦Zone Valve (ZV), 1", 3-way, Cv 8 ¦Valve Actuator, Spring return, AC 120 V, On/Off, 1 x SPST | 423.00
ZONE325S-80+ZONE24NC | Zone Valve | Water | Zone Valve¦Zone Valve (ZV), 1", 3-way, Cv 8 ¦Valve Actuator, Spring return, AC 24 V, On/Off | 399.00
ZONE325S-80+ZONE24NC-S | Zone Valve | Water | Zone Valve¦Zone Valve (ZV), 1", 3-way, Cv 8 ¦Valve Actuator, Spring return, AC 24 V, On/Off, 1 x SPST | 423.00
ZPD-RE2 | Accessory | Accessory | Pressure measuring stick for VAV RetrofitFor round boxes up to 16" [400 mm], Unit with diff. pressure pick-up device with seal Multipack 18 pcs. | 29.00
Z-PICM | Accessory | Accessory | Position indicatorFor CM.. Multipack 20 pcs. | 9.00
ZR-004 | Mechanical Accessory | Accessory | Fixing bracket for valve R30..-..-..-B2 DN 15/20 Multipack 20 pcs. | 35.00
ZR-EXT-01 | Mechanical Accessory | Accessory | Valve neck extension for ball valve DN 15...50 | 231.00
ZS-100 | Mechanical Accessory | Accessory | Weather shield, 13x8x6" [330x203x152 mm] (LxWxH) | 195.00
ZS-101 | Mechanical Accessory | Accessory | Base PlateFor ZS-100 | 44.00
ZS-150 | Mechanical Accessory | Accessory | Weather shield, 16x8-3/8x4" [406x213x102 mm] (LxWxH) | 218.00
ZS-260 | Mechanical Accessory | Accessory | Explosion Proof Housing, 16x10x6.435" [406x254x164 mm] (LxWxH)For NK.. / GM.. / GK.. / AM.. / LF.. / AF.. / NF.. / FS..F.. Series Actuators | 3248.00
ZS-300 | Mechanical Accessory | Accessory | Weather shield, 17-1/4x8-3/4x5-1/2" [438x222x140 mm] (LxWxH) | 2678.00
ZS-300-5 | Mechanical Accessory | Accessory | Weather shield, 17-1/4x8-3/4x5-1/2" [438x222x140 mm] (LxWxH) | 3240.00
ZS-300-C1 | Mechanical Accessory | Accessory | Shaft extension, 1/2"For ZS-300 | 407.00
ZS-300-C2 | Mechanical Accessory | Accessory | Shaft extension, 3/4"For ZS-300 | 408.00
ZS-300-C3 | Mechanical Accessory | Accessory | Shaft extension, 1"For ZS-300 | 595.00
ZS-BFV-100 | Mechanical Accessory | Accessory | FBGL W'Shld for F7 HS(U) (GMx2, 4"- 6") | 648.00
ZS-BFV-110 | Mechanical Accessory | Accessory | BFV Weather Shield Kit GR | 664.00
ZS-BFV-20 | Mechanical Accessory | Accessory | PVC W'Shld for F6/F7HS(U) (GM) | 373.00
ZS-BFV-30 | Mechanical Accessory | Accessory | PVC W'Shld for F6/F7 for AF.. Series | 373.00
ZS-BFV-60 | Mechanical Accessory | Accessory | FBGL W'Shld for F6 HS(U) (GMx2, 4"-6") | 648.00
ZS-BFV-70 | Mechanical Accessory | Accessory | FBGL W'Shld for F6 HS(U) (AFx2, 2.5"-3") | 648.00
ZS-BFV-90 | Mechanical Accessory | Accessory | FBGL W'Shld for F7 HS(U) below 4" AF/GM (specify valve size) | 664.00
ZS-BVVS-0002 | Mechanical Accessory | Accessory | PVC W'Shld for F6/F7 for AF.. Series | 362.00
ZS-BVVS-0003 | Mechanical Accessory | Accessory | PVC W'Shld for F6/F7 for AF.. Series | 362.00
ZS-CCV-100 | Accessory | Accessory | Weather shield for B2, B3 CCV, with LRB(X), LRQ, ARB(X) | 277.00
ZS-CCV-110 | Accessory | Accessory | Weather shield for B2, B3 CCV, with AFRB, AFRX | 277.00
ZS-CCV-90 | Accessory | Accessory | Weather shield for B2, B3 CCV, with LF | 277.00
ZS-EPIV-EV-150 | Mechanical Accessory | Accessory | Weather shield for Belimo Energy Valve™, 4...6" [100...150], Electromagnetic models only | 1397.00
ZS-EPIV-EV-150U | Mechanical Accessory | Accessory | Weather shield for Belimo Energy Valve™, 4...6" [100...150], Ultrasonic models only | 1430.00
ZS-EPIV-EV-20-NF | Mechanical Accessory | Accessory | Weather shield for Belimo Energy Valve™, 0.5...0.75" [15...20], Ultrasonic models only | 651.00
ZS-EPIV-EV-50-SCNF | Mechanical Accessory | Accessory | Weather shield for Belimo Energy Valve™, 1...2" [25...50], Ultrasonic models only | 651.00
ZS-EPIV-EV-80 | Mechanical Accessory | Accessory | Weather shield for Belimo Energy Valve™, 2.5...3" [65...80], Electromagnetic models only | 1397.00
ZS-EPIV-EV-80U | Mechanical Accessory | Accessory | Weather shield for Belimo Energy Valve™, 2.5...3" [65...80], Ultrasonic models only | 1430.00
Z-SF | Accessory | Accessory | Base plate extensionFor NF..A / SF..A | 24.00
ZS-GV-001 | Mechanical Accessory | Accessory | Weathershield for LV/SV.. Series (cover only) | 618.00
ZS-GV-002 | Mechanical Accessory | Accessory | Weathershield for EV/RV..and AV.. Series (cover only) | 654.00
Z-SMA | Accessory | Accessory | Base plate extension for SM..A to SM../AM../SMD24R | 23.00
Z-SPA | Electrical accessory | Accessory | Adapter for auxiliary switch and feedback potentiometer if shaft clamp mounted below on xMQ..A.., NKQ..A.., GK..A.. | 22.00
ZS-SPBV-10 | Mechanical Accessory | Accessory | PVC Weathershield for ball valves with AF.. Series actuators | 366.00
ZS-SPBV-20 | Mechanical Accessory | Accessory | PVC Weathershield for VS/VB ball valves with Dual GM, AF, GK Actuators | 366.00
ZS-SPGV-10 | Mechanical Accessory | Accessory | PVC Weathershield for AF.. Series | 510.00
ZS-SPGV-20 | Mechanical Accessory | Accessory | PVC Weather Shield for NF, AF.. Series | 498.00
ZS-SPGV-40 | Mechanical Accessory | Accessory | PVC Weathershield for GK.. Series | 510.00
ZS-SPGV-50 | Mechanical Accessory | Accessory | PVC Weathershield for GM../GK.. Series | 498.00
ZS-SPGV-60 | Mechanical Accessory | Accessory | PVC Weathershield for LM../LF.. Series | 473.00
ZS-T | Mechanical Accessory | Accessory | Terminal-strip cover for NEMA 2 rating (-T models). | 29.00
ZTH US | Electrical accessory | Accessory | Service Tool, with ZIP-USB functionFor configurable and communicative Belimo actuators / VAV controller and HVAC performance devices | 879.00