## Sheet1
Manufacturer | MPN | Description | List Price
Schneider | AD-8961-220 | Voltage Divider Assembly | 96
Schneider | AM-602 | Spacer, Adapts MA and MP-5200-0-0-2 Actuators to Old Linkages | 38
Schneider | AM-733 | Replacement Linear Linkage Kit for Mx61-720x (Obsolete 1-1/2" & 2" VB-9xxx after date code 9404) | 233
Schneider | AM-756 | Metric Conduit Adapter, 1/2" NPT threads to M20 threads, two per package, for use with Mx40-704x, -707x, -715x, -717x, -634x | 97
Schneider | AM-760 | Slotted L Mounting Bracket, AM-690 or AM-691 is required, for use with Mx40-707x & Mx40-715x | 87
Schneider | AT-1104 | Cast aluminum guard with steel base plate, 4-1/4"H x 3-1/8"W x 1-5/8"D | 185
Schneider | PND-504 | Shaft Connector: MK-3100, MK-3200 & 3300 Series | 86
Schneider | TC-5231 | Low Temp Auto ResetThermostat, 35 to 60F, SPDT switch, 20' sensing element | 202
Schneider | TC-5241 | Low Temp Manual Reset Thermostat, 35 to 60F, SPDT switch, 20' sensing element | 216
Schneider | TOOL-078 | Adaptor for test gauge (TOOL-77) to branch test port for HK-1x12, TK-1xxx, TK-6xxx, TK-8xxx, TK-9xxx and TK-1xxxx pneumatic thermostats | 83
Schneider | TOOL-082 | Pocket Wrench with 5/64" Allen wrench for branch test port on pneumatic thermostats and locking cover screws and 0.048" 6-spline wrench for thermostat calibration | 41
Schneider | TOOL-095-1 | Pneumatic Calibration Tool Kit, Includes: MCS-GA, N2-4, female branch tee, TOOL-11, TOOL-78, TOOL-80, TOOL-82, TOOL-83, TOOL-87, TOOL-110, AL-362, air line tubing for barbed fitting, air line tubing with compression fitting, 3/16 x 4" blade screwdriver | 518
Schneider | AM-687 | Replacement Universal Clamp for up to 1.05"D shafts, Mounts on Mx40-707x, Mx40-715x, | 70
Schneider | AM-688 | Replacement Universal Clamp for up to 3/4"D shafts, Mounts on Mx40-707x, Mx40-715x, | 38
Schneider | AM-705 | Surface Mount Positioner, NEMA 4 Housing, 24 Vac/Vdc +/- 20%, 50/60 Hz, for MS40-7043, -7073, -7153, -717x, -6083, -6153, -6343 | 314
Schneider | AM-741 | Weathershield Kit for TAC DuraDrive Actuator Series MF41- & MS41-6153 | 406
Schneider | AM-803 | 9.8" Damper Shaft Extension for 5/16" to 1" Diameter Round Shafts | 95
Schneider | CP-9301 | Actuator Drive, 24/120/240V, Factory Preset 6 to 9 Vdc | 534
Schneider | CP-9301-456 | Actuator Drive, 24/120/240V, Factory Preset 0-10 Vdc | 764
Schneider | CP-9302 | Actuator Drive, 24/120/240V, Factory Preset 4-20 mAdc w/optional Override Input, adjustable span | 621
Schneider | AG13D02A | Two Position, 208V, GCO, N.C., General Temp, 18" Leads, End Switch | 214
Schneider | AG13U02A | Two Position, 220/230V, GCO, N.C., General Temp, 18" Leads, End Switch | 214
Schneider | AG14D02A | Two Position, 208V, GCO, N.C., High Temp, 18" Leads, End Switch | 237
Schneider | AG23T020 | Two Position, 277V, GCO, N.O., General Temp, 18" Leads | 215
Schneider | AG24B02A | Two Position, 120V, GCO, N.O., High Temp, 18" Leads, End Switch | 237
Schneider | AH14B02A | Two Position, 120V, HCO, N.C., High Temp, 18"Leads, End Switch | 277
Schneider | AH14D020 | Two Position, 208V, HCO, N.C., High Temp, 18" Leads | 187
Schneider | AH14T020 | Two Position, 277V, HCO, N.C., High Temp, 18" Leads | 187
Schneider | AH23A01A | Two Position, 24V, HCO, N.O., General Temp, Terminal Block, End Switch | 243
Schneider | AH23A02A | Two Position, 24V, HCO, N.O., General Temp, 18" Leads, End Switch | 243
Schneider | AH23B02A | Two Position, 120V, HCO, N.O., General Temp, 18" Leads, End Switch | 243
Schneider | AH23D020 | Two Position, 208V, HCO, N.O., General Temp, 18" Leads | 246
Schneider | AH23U020 | Two Position, 220/230V, HCO, N.O., General Temp | 246
Schneider | AH24A000 | Two Position, 24V, HCO, N.O., High Temp | 186
Schneider | AH24A020 | Two Position, 24V, HCO, N.O., High Temp, 18" Leads | 186
Schneider | AH24A02A | Two Position, 24V, HCO, N.O., High Temp, 18" Leads, End Switch | 277
Schneider | AH24D020 | Two Position, 208V, HCO, N.O., High Temp, 18" Leads | 280
Schneider | AP33A000 | 24VAC Non-Spring Return | 233
Schneider | AT33A00T | 24VAC Non-Spring Return Timeout | 189
Schneider | 8532221010 | ACTUATOR MC52A (85322210010) | 1038
Schneider | 8600991000 | MOUNTING KIT EM-9-TRV (8600991000) | 246
Schneider | M210A00 | 2-Position Spring Return Normally Open, 24 Vac, Terminal Block, | 317
Schneider | M210A02 | 2-Position Spring Return Normally Open, 24 Vac, 18" Appliance Wire | 326
Schneider | M210A11 | 2-Position Spring Return Normally Open, 24 Vac, 10' (3 m) Plenum Rated Cable, w/SPST Aux Switch | 409
Schneider | M210A12 | 2-Position Spring Return Normally Open, 24 Vac, 18" Appliance Wire, w/SPST Aux Switch | 547
Schneider | M220A00 | 2-Position Spring Return Normally Closed, 24 Vac, Terminal Block, | 317
Schneider | M220A11 | 2-Position Spring Return Normally Closed, 24 Vac, 10' (3 m) Plenum Rated Cable, w/SPST Aux Switch | 409
Schneider | M312A00 | Floating Spring Return Normally Open, 24 Vac, Terminal Block | 377
Schneider | M322A00 | Floating Spring Return Normally Closed, 24 Vac, Terminal Block | 377
Schneider | M332A01 | Floating Non Spring Return, 24 Vac, 10' (3 m) Plenum Rated Cable, w/Time Out | 223
Schneider | MA51-7101 | Two Position, SR, 230V, 105 lbf, Appliance Wire | 576
Schneider | M400A-S2-VB | TAC Forta Non Spring Return Globe Valve Actuator 90 lbf (400 N) with Screwed Connection for VB-7000 Direct Mounting, 24 Vac, Floating and 0 to 10 Vdc, 2 to 10 Vdc, 4 to 20 mA plus other Proportional Input Signals, with Two SPDT Auxiliary Switches | 888
Schneider | M400A-VB | TAC Forta Non Spring Return Globe Valve Actuator 90 lbf (400 N) with Screwed Connection for VB-7000 Direct Mounting, 24 Vac, Floating and 0 to 10 Vdc, 2 to 10 Vdc, 4 to 20 mA plus other Proportional Input Signals | 694
Schneider | M800A | TAC Forta Non Spring Return Globe Valve Actuator 180 lbf (800 N), 24 Vac, Floating and 0 to 10 Vdc, 2 to 10 Vdc, 4 to 20 mA plus other Proportional Input Signals, .36 – 2.0” Stroke. (order valve linkage separately) | 763
Schneider | M572-2311 | 3-12 Spring Range psig, with complete linkage & bracket for 1/2" damper shafts | 407
Schneider | M572-3311 | 5-10 Spring Range psig, with complete linkage & bracket for 1/2" damper shafts | 407
Schneider | M572-5311 | 8-13 Spring Range psig, with complete linkage & bracket for 1/2" damper shafts | 407
Schneider | M572-6311 | 10-15 Spring Range psig, with complete linkage & bracket for 1/2" damper shafts | 407
Schneider | M572-8311 | 4-8 Spring Range psig, with complete linkage & bracket for 1/2" damper shafts | 407
Schneider | M574-1208 | 8-13 Spring Range psig, with complete linkage and positive positioner for 5/16in. push rod and 1/2" damper shafts | 994
Schneider | MK-3821 | Pneumatic Damper Actuator, 8 sq. in., 8-13 Spring, Pivot Mounted | 762
Schneider | MK-4451 | Proportional Damper Actuator, 11 sq. in., Dual Range 3-6 and 9-12 Spring, 7.9 lb-in. | 518
Schneider | MK-7101 | Proportional Valve Actuator, 20 sq. in., 3-8 Spring, 67.5 lb-in. | 1102
Schneider | MK-7121 | Proportional Valve Actuator, 20 sq. in., 8-13 Spring, 22.5 lb-in. | 1102
Schneider | N800-9423 | Diaphragm for M573 Actuators | 85
Schneider | PND-202 | Diaphragm MK-7100-0-0-1 Series | 87
Schneider | ADDA-902-02 | Potentiometer Kit: 180 Deg., 100 Ohms | 245
Schneider | ADDA-902-05 | Potentiometer Kit; 90 Deg., 100 Ohms | 245
Schneider | ADDA-902-08 | Potentiometer Kit: 90 Deg., 1000 Ohms | 245
Schneider | MP-5210 | Proportional Hydraulic Actuator, SR, 120V, 50/60 Hz | 866
Schneider | MP-5210-500 | Proportional Hydraulic Actuator, SR, 120V, 50/60 Hz, w/SPDT Aux. Switch | 1040
Schneider | MP-5213 | Proportional Hydraulic Actuator, SR, 24V, 50/60 Hz | 866
Schneider | MP-5213-500 | Proportional Hydraulic Actuator, SR, 24V, 50/60 Hz, w/SPDT Aux. Switch | 1040
Schneider | MA40-7040 | Two Position, SR, 120V, 35 lb-in | 457
Schneider | MA40-7040-501 | Two Position, SR, 120V, 35 lb-in, w/SPDT Aux. Switch | 536
Schneider | MA41-7070-502 | Two Position, SR, 120V, 60 lb-in, w/2 SPDT Aux. Switches | 692
Schneider | MA41-7150 | Two Position, SR, 120V, 133 lb-in | 650
Schneider | MA41-7151-502 | Two Position, SR, 230V, 133 lb-in, w/2 SPDT Aux. Switches | 921
Schneider | MF41-6083 | Floating, NSR, 24V, 70 lb-in | 295
Schneider | MF41-6343 | Floating, NSR, 24V, 300 lb-in | 1207
Schneider | MF61-7203 | Floating, SR, 24V, 220 lbf, Linear, for VB-8xxx/9xxx Series | 921
Schneider | MS41-6043 | Proportional, NSR, 24V, 35 lb-in, 0-10Vdc | 330
Schneider | MS41-6153 | Proportional, NSR, 24V, 133 lb-in, 0-10 Vdc or 2-10 Vdc | 520
Schneider | MS41-7153 | Proportional, SR, 24V, 133 lb-in | 762
Schneider | MS61-7203 | 24V, 2 - 10 Vdc or 4 - 20 mA (with field added resistor) Prop, 220 lbf, SR, Linear, for VB-8xxx/9xxx Series | 1383
Schneider | MS61-7203-40 | 24V, 6 - 9 Vdc Prop, 220 lbf, SR, Linear, with 20 Vdc Power Supply, for VB-8xxx/9xxx Series | 1383
Schneider | MS61-7203-50 | 24V, 0 - 10 Vdc Prop, 220 lbf, SR, Linear, with 20 Vdc Power Supply, for VB-8xxx/9xxx Series | 1383
Schneider | THC-2 | Two-Position Enthalpy Controller, three 6" leads, 4-3/4"H x 6-1/2"W x 3-1/2"D, w/Elec. Box | 871
Schneider | TKS-6001 | Proportional, Room Temperature Transmitter, 50 to 100F, light troffer | 377
Schneider | VBB2N00+M210A00 | 1/2" Two Way VBB Series Ball Valve Body, with 24V 2-Position Spring Return Normally Open DuraDrive Actuator,Terminal Block | 429
Schneider | VBB2N00+M210A01 | 1/2" Two Way VBB Series Ball Valve Body, with 24V 2-Position Spring Return Normally Open DuraDrive Actuator,10' Plenum Rated Cable | 456
Schneider | VBB2N00+M220A00 | 1/2" Two Way VBB Series Ball Valve Body, with 24V 2-Position Spring Return Normally Closed DuraDrive Actuator,Terminal Block | 429
Schneider | VBB2N01+M210A00 | 1/2" Two Way VBB Series Ball Valve Body, with 24V 2-Position Spring Return Normally Open DuraDrive Actuator,Terminal Block | 429
Schneider | VBB2N01+M210A01 | 1/2" Two Way VBB Series Ball Valve Body, with 24V 2-Position Spring Return Normally Open DuraDrive Actuator,10' Plenum Rated Cable | 456
Schneider | VBB2N01+M220A00 | 1/2" Two Way VBB Series Ball Valve Body, with 24V 2-Position Spring Return Normally Closed DuraDrive Actuator,Terminal Block | 429
Schneider | VBB2N01+M220A01 | 1/2" Two Way VBB Series Ball Valve Body, with 24V 2-Position Spring Return Normally Closed DuraDrive Actuator,10' Plenum Rated Cable | 456
Schneider | VBB2N02+M210A00 | 1/2" Two Way VBB Series Ball Valve Body, with 24V 2-Position Spring Return Normally Open DuraDrive Actuator,Terminal Block | 429
Schneider | VBB2N02+M210A01 | 1/2" Two Way VBB Series Ball Valve Body, with 24V 2-Position Spring Return Normally Open DuraDrive Actuator,10' Plenum Rated Cable | 456
Schneider | VBB2N02+M220A00 | 1/2" Two Way VBB Series Ball Valve Body, with 24V 2-Position Spring Return Normally Closed DuraDrive Actuator,Terminal Block | 429
Schneider | VBB2N02+M220A01 | 1/2" Two Way VBB Series Ball Valve Body, with 24V 2-Position Spring Return Normally Closed DuraDrive Actuator,10' Plenum Rated Cable | 456
Schneider | VBB2N03+M210A00 | 1/2" Two Way VBB Series Ball Valve Body, with 24V 2-Position Spring Return Normally Open DuraDrive Actuator,Terminal Block | 429
Schneider | VBB2N03+M210A01 | 1/2" Two Way VBB Series Ball Valve Body, with 24V 2-Position Spring Return Normally Open DuraDrive Actuator,10' Plenum Rated Cable | 456
Schneider | VBB2N03+M220A00 | 1/2" Two Way VBB Series Ball Valve Body, with 24V 2-Position Spring Return Normally Closed DuraDrive Actuator,Terminal Block | 429
Schneider | VBB2N03+M220A01 | 1/2" Two Way VBB Series Ball Valve Body, with 24V 2-Position Spring Return Normally Closed DuraDrive Actuator,10' Plenum Rated Cable | 456
Schneider | VBB2N04+M210A01 | 1/2" Two Way VBB Series Ball Valve Body, with 24V 2-Position Spring Return Normally Open DuraDrive Actuator,10' Plenum Rated Cable | 456
Schneider | VBB2N04+M220A00 | 1/2" Two Way VBB Series Ball Valve Body, with 24V 2-Position Spring Return Normally Closed DuraDrive Actuator,Terminal Block | 429
Schneider | VBB2N04+M220A01 | 1/2" Two Way VBB Series Ball Valve Body, with 24V 2-Position Spring Return Normally Closed DuraDrive Actuator,10' Plenum Rated Cable | 456
Schneider | VBB2N05+M210A00 | 1/2" Two Way VBB Series Ball Valve Body, with 24V 2-Position Spring Return Normally Open DuraDrive Actuator,Terminal Block | 429
Schneider | VBB2N05+M210A01 | 1/2" Two Way VBB Series Ball Valve Body, with 24V 2-Position Spring Return Normally Open DuraDrive Actuator,10' Plenum Rated Cable | 456
Schneider | VBB2N05+M220A00 | 1/2" Two Way VBB Series Ball Valve Body, with 24V 2-Position Spring Return Normally Closed DuraDrive Actuator,Terminal Block | 429
Schneider | VBB2N05+M220A01 | 1/2" Two Way VBB Series Ball Valve Body, with 24V 2-Position Spring Return Normally Closed DuraDrive Actuator,10' Plenum Rated Cable | 456
Schneider | VBB2N06+M210A00 | 1/2" Two Way VBB Series Ball Valve Body, with 24V 2-Position Spring Return Normally Open DuraDrive Actuator,Terminal Block | 429
Schneider | VBB2N06+M220A01 | 1/2" Two Way VBB Series Ball Valve Body, with 24V 2-Position Spring Return Normally Closed DuraDrive Actuator,10' Plenum Rated Cable | 456
Schneider | VBB2N07+M210A00 | 1/2" Two Way VBB Series Ball Valve Body, with 24V 2-Position Spring Return Normally Open DuraDrive Actuator,Terminal Block | 429
Schneider | VBB2N07+M210A01 | 1/2" Two Way VBB Series Ball Valve Body, with 24V 2-Position Spring Return Normally Open DuraDrive Actuator,10' Plenum Rated Cable | 456
Schneider | VBB2N07+M220A00 | 1/2" Two Way VBB Series Ball Valve Body, with 24V 2-Position Spring Return Normally Closed DuraDrive Actuator,Terminal Block | 429
Schneider | VBB2N07+M220A01 | 1/2" Two Way VBB Series Ball Valve Body, with 24V 2-Position Spring Return Normally Closed DuraDrive Actuator,10' Plenum Rated Cable | 456
Schneider | VBB3N01+M333A00 | 1/2" Three Way VBB Series Ball Valve Body, with 24V Proportional Non Spring Return DuraDrive Actuator (0-5 Vdc, 0-10 Vdc, 5-10 Vdc, 4-20 mA), Terminal Block | 455
Schneider | VBB3N02+M333A00 | 1/2" Three Way VBB Series Ball Valve Body, with 24V Proportional Non Spring Return DuraDrive Actuator (0-5 Vdc, 0-10 Vdc, 5-10 Vdc, 4-20 mA), Terminal Block | 455
Schneider | VBB3N03+M333A00 | 1/2" Three Way VBB Series Ball Valve Body, with 24V Proportional Non Spring Return DuraDrive Actuator (0-5 Vdc, 0-10 Vdc, 5-10 Vdc, 4-20 mA), Terminal Block | 455
Schneider | VBB3N04+M333A00 | 1/2" Three Way VBB Series Ball Valve Body, with 24V Proportional Non Spring Return DuraDrive Actuator (0-5 Vdc, 0-10 Vdc, 5-10 Vdc, 4-20 mA), Terminal Block | 455
Schneider | VBB3N05+M333A00 | 1/2" Three Way VBB Series Ball Valve Body, with 24V Proportional Non Spring Return DuraDrive Actuator (0-5 Vdc, 0-10 Vdc, 5-10 Vdc, 4-20 mA), Terminal Block | 455
Schneider | VBB3N06+M333A00 | 1/2" Three Way VBB Series Ball Valve Body, with 24V Proportional Non Spring Return DuraDrive Actuator (0-5 Vdc, 0-10 Vdc, 5-10 Vdc, 4-20 mA), Terminal Block | 455
Schneider | VBB3N10+M313A01 | 3/4" Three Way VBB Series Ball Valve Body, with 24V Proportional Spring Return Normally Open DuraDrive Actuator (0-5 Vdc, 0-10 Vdc, 5-10 Vdc, 4-20 mA), 10' Plenum Rated Cable | 694
Schneider | VBB3N11+M313A01 | 3/4" Three Way VBB Series Ball Valve Body, with 24V Proportional Spring Return Normally Open DuraDrive Actuator (0-5 Vdc, 0-10 Vdc, 5-10 Vdc, 4-20 mA), 10' Plenum Rated Cable | 694
Schneider | VBB3N12+M313A01 | 3/4" Three Way VBB Series Ball Valve Body, with 24V Proportional Spring Return Normally Open DuraDrive Actuator (0-5 Vdc, 0-10 Vdc, 5-10 Vdc, 4-20 mA), 10' Plenum Rated Cable | 694
Schneider | VBB3N13+M313A01 | 3/4" Three Way VBB Series Ball Valve Body, with 24V Proportional Spring Return Normally Open DuraDrive Actuator (0-5 Vdc, 0-10 Vdc, 5-10 Vdc, 4-20 mA), 10' Plenum Rated Cable | 694
Schneider | VBB3N13+M323A01 | 3/4" Three Way VBB Series Ball Valve Body, with 24V Proportional Spring Return Normally Closed DuraDrive Actuator (0-5 Vdc, 0-10 Vdc, 5-10 Vdc, 4-20 mA), 10' Plenum Rated Cable | 694
Schneider | VBB3N14+M313A01 | 3/4" Three Way VBB Series Ball Valve Body, with 24V Proportional Spring Return Normally Open DuraDrive Actuator (0-5 Vdc, 0-10 Vdc, 5-10 Vdc, 4-20 mA), 10' Plenum Rated Cable | 694
Schneider | VBB3N15+M313A01 | 3/4" Three Way VBB Series Ball Valve Body, with 24V Proportional Spring Return Normally Open DuraDrive Actuator (0-5 Vdc, 0-10 Vdc, 5-10 Vdc, 4-20 mA), 10' Plenum Rated Cable | 694
Schneider | VBB3N16+M313A01 | 3/4" Three Way VBB Series Ball Valve Body, with 24V Proportional Spring Return Normally Open DuraDrive Actuator (0-5 Vdc, 0-10 Vdc, 5-10 Vdc, 4-20 mA), 10' Plenum Rated Cable | 694
Schneider | VBB3N16+M323A01 | 3/4" Three Way VBB Series Ball Valve Body, with 24V Proportional Spring Return Normally Closed DuraDrive Actuator (0-5 Vdc, 0-10 Vdc, 5-10 Vdc, 4-20 mA), 10' Plenum Rated Cable | 694
Schneider | VBB3N17+M313A01 | 3/4" Three Way VBB Series Ball Valve Body, with 24V Proportional Spring Return Normally Open DuraDrive Actuator (0-5 Vdc, 0-10 Vdc, 5-10 Vdc, 4-20 mA), 10' Plenum Rated Cable | 694
Schneider | VBB3N17+M323A01 | 3/4" Three Way VBB Series Ball Valve Body, with 24V Proportional Spring Return Normally Closed DuraDrive Actuator (0-5 Vdc, 0-10 Vdc, 5-10 Vdc, 4-20 mA), 10' Plenum Rated Cable | 694
Schneider | VBS2N00+M313A01 | 1/2" Two Way VBS Series Ball Valve Body, with SS Ball & Stem, with 24V Proportional Spring Return Normally Open DuraDrive Actuator (0-5 Vdc, 0-10 Vdc, 5-10 Vdc, 4-20 mA), 10' Plenum Rated Cable | 577
Schneider | VBS2N00+M323A01 | 1/2" Two Way VBS Series Ball Valve Body, with 24V Proportional Spring Return Normally Closed DuraDrive Actuator (0-5 Vdc, 0-10 Vdc, 5-10 Vdc, 4-20 mA), 10' Plenum Rated Cable | 577
Schneider | VBS2N00+M332A00 | 1/2" Two Way VBS Series Ball Valve Body, with 24V Floating Non Spring Return DuraDrive Actuator, Terminal Block, With Time Out | 354
Schneider | VBS2N01+M313A01 | 1/2" Two Way VBS Series Ball Valve Body, with SS Ball & Stem, with 24V Proportional Spring Return Normally Open DuraDrive Actuator (0-5 Vdc, 0-10 Vdc, 5-10 Vdc, 4-20 mA), 10' Plenum Rated Cable | 577
Schneider | VBS2N01+M323A01 | 1/2" Two Way VBS Series Ball Valve Body, with SS Ball & Stem, with 24V Proportional Spring Return Normally Closed DuraDrive Actuator (0-5 Vdc, 0-10 Vdc, 5-10 Vdc, 4-20 mA), 10' Plenum Rated Cable | 577
Schneider | VBS2N01+M332A00 | 1/2" Two Way VBS Series Ball Valve Body with SS Ball & Stem, 24V Floating Non Spring Return TAC DuraDrive Actuator, Terminal Block, w/Time Out | 354
Schneider | VBS2N02+M313A01 | 1/2" Two Way VBS Series Ball Valve Body, with SS Ball & Stem, with 24V Proportional Spring Return Normally Open DuraDrive Actuator (0-5 Vdc, 0-10 Vdc, 5-10 Vdc, 4-20 mA), 10' Plenum Rated Cable | 577
Schneider | VBS2N02+M323A01 | 1/2" Two Way VBS Series Ball Valve Body, with SS Ball & Stem, with 24V Proportional Spring Return Normally Closed DuraDrive Actuator (0-5 Vdc, 0-10 Vdc, 5-10 Vdc, 4-20 mA), 10' Plenum Rated Cable | 577
Schneider | VBS2N02+M332A00 | 1/2" Two Way VBS Series Ball Valve Body with SS Ball & Stem, 24V Floating Non Spring Return TAC DuraDrive Actuator, Terminal Block, w/Time Out | 354
Schneider | VBS2N03+M313A01 | 1/2" Two Way VBS Series Ball Valve Body, with SS Ball & Stem, with 24V Proportional Spring Return Normally Open DuraDrive Actuator (0-5 Vdc, 0-10 Vdc, 5-10 Vdc, 4-20 mA), 10' Plenum Rated Cable | 577
Schneider | VBS2N03+M323A01 | 1/2" Two Way VBS Series Ball Valve Body, with SS Ball & Stem, with 24V Proportional Spring Return Normally Closed DuraDrive Actuator (0-5 Vdc, 0-10 Vdc, 5-10 Vdc, 4-20 mA), 10' Plenum Rated Cable | 577
Schneider | VBS2N03+M332A00 | 1/2" Two Way VBS Series Ball Valve Body with SS Ball & Stem, 24V Floating Non Spring Return TAC DuraDrive Actuator, Terminal Block, w/Time Out | 354
Schneider | VBS2N04+M313A01 | 1/2" Two Way VBS Series Ball Valve Body, with SS Ball & Stem, with 24V Proportional Spring Return Normally Open DuraDrive Actuator (0-5 Vdc, 0-10 Vdc, 5-10 Vdc, 4-20 mA), 10' Plenum Rated Cable | 577
Schneider | VBS2N04+M323A01 | 1/2" Two Way VBS Series Ball Valve Body, with SS Ball & Stem, with 24V Proportional Spring Return Normally Closed DuraDrive Actuator (0-5 Vdc, 0-10 Vdc, 5-10 Vdc, 4-20 mA), 10' Plenum Rated Cable | 577
Schneider | VBS2N04+M332A00 | 1/2" Two Way VBS Series Ball Valve Body with SS Ball & Stem, 24V Floating Non Spring Return TAC DuraDrive Actuator, Terminal Block, w/Time Out | 354
Schneider | VBS2N05+M313A01 | 1/2" Two Way VBS Series Ball Valve Body, with SS Ball & Stem, with 24V Proportional Spring Return Normally Open DuraDrive Actuator (0-5 Vdc, 0-10 Vdc, 5-10 Vdc, 4-20 mA), 10' Plenum Rated Cable | 577
Schneider | VBS2N05+M323A01 | 1/2" Two Way VBS Series Ball Valve Body, with SS Ball & Stem, with 24V Proportional Spring Return Normally Closed DuraDrive Actuator (0-5 Vdc, 0-10 Vdc, 5-10 Vdc, 4-20 mA), 10' Plenum Rated Cable | 577
Schneider | VBS2N05+M332A00 | 1/2" Two Way VBS Series Ball Valve Body with SS Ball & Stem, 24V Floating Non Spring Return TAC DuraDrive Actuator, Terminal Block, w/Time Out | 354
Schneider | VBS2N06+M313A01 | 1/2" Two Way VBS Series Ball Valve Body, with SS Ball & Stem, with 24V Proportional Spring Return Normally Open DuraDrive Actuator (0-5 Vdc, 0-10 Vdc, 5-10 Vdc, 4-20 mA), 10' Plenum Rated Cable | 577
Schneider | VBS2N06+M323A01 | 1/2" Two Way VBS Series Ball Valve Body, with SS Ball & Stem, with 24V Proportional Spring Return Normally Closed DuraDrive Actuator (0-5 Vdc, 0-10 Vdc, 5-10 Vdc, 4-20 mA), 10' Plenum Rated Cable | 577
Schneider | VBS2N07+M313A01 | 1/2" Two Way VBS Series Ball Valve Body, with SS Ball & Stem, with 24V Proportional Spring Return Normally Open DuraDrive Actuator (0-5 Vdc, 0-10 Vdc, 5-10 Vdc, 4-20 mA), 10' Plenum Rated Cable | 577
Schneider | VBS2N07+M323A01 | 1/2" Two Way VBS Series Ball Valve Body, with SS Ball & Stem, with 24V Proportional Spring Return Normally Closed DuraDrive Actuator (0-5 Vdc, 0-10 Vdc, 5-10 Vdc, 4-20 mA), 10' Plenum Rated Cable | 577
Schneider | VBS2N10+M312A01 | 3/4" Two Way VBS Series Ball Valve Body, with 24V Floating Spring Return Normally Open DuraDrive Actuator, 10' Plenum Rated Cable | 619
Schneider | VBS2N11+M312A01 | 3/4" Two Way VBS Series Ball Valve Body, with SS Ball & Stem, with 24V Floating Spring Return Normally Open DuraDrive Actuator, 10' Plenum Rated Cable | 619
Schneider | VBS2N12+M312A01 | 3/4" Two Way VBS Series Ball Valve Body, with SS Ball & Stem, with 24V Floating Spring Return Normally Open DuraDrive Actuator, 10' Plenum Rated Cable | 619
Schneider | VBS2N13+M312A01 | 3/4" Two Way VBS Series Ball Valve Body, with SS Ball & Stem, with 24V Floating Spring Return Normally Open DuraDrive Actuator, 10' Plenum Rated Cable | 619
Schneider | VBS2N14+M312A01 | 3/4" Two Way VBS Series Ball Valve Body, with SS Ball & Stem, with 24V Floating Spring Return Normally Open DuraDrive Actuator, 10' Plenum Rated Cable | 619
Schneider | VBS2N15+M312A01 | 3/4" Two Way VBS Series Ball Valve Body, with SS Ball & Stem, with 24V Floating Spring Return Normally Open DuraDrive Actuator, 10' Plenum Rated Cable | 619
Schneider | VBS2N17+M220A02 | 3/4" Two Way VBS Series Ball Valve Body, with 24V 2-Position Spring Return Normally Closed DuraDrive Actuator,18" Appliance Leads | 541
Schneider | VBS3N00+M332A01 | 1/2" Three Way VBS Series Ball Valve Body, with 24V Floating Non Spring Return DuraDrive Actuator (0-5 Vdc, 0-10 Vdc, 5-10 Vdc, 4-20 mA), 10' Plenum Rated Cable | 462
Schneider | VBS3N01+M313A00 | 1/2" Three Way VBS Series Ball Valve Body, with 24V Proportional Spring Return Normally Open DuraDrive Actuator (0-5 Vdc, 0-10 Vdc, 5-10 Vdc, 4-20 mA), Terminal Block | 633
Schneider | VBS3N01+M332A01 | 1/2" Three Way VBS Series Ball Valve Body, with 24V Floating Non Spring Return DuraDrive Actuator, 10' Plenum Rated Cable, With Time Out | 462
Schneider | VBS3N02+M313A00 | 1/2" Three Way VBS Series Ball Valve Body, with 24V Proportional Spring Return Normally Open DuraDrive Actuator (0-5 Vdc, 0-10 Vdc, 5-10 Vdc, 4-20 mA), Terminal Block | 633
Schneider | VBS3N02+M332A01 | 1/2" Three Way VBS Series Ball Valve Body, with 24V Floating Non Spring Return DuraDrive Actuator (0-5 Vdc, 0-10 Vdc, 5-10 Vdc, 4-20 mA), 10' Plenum Rated Cable | 462
Schneider | VBS3N03+M313A00 | 1/2" Three Way VBS Series Ball Valve Body, with 24V Proportional Spring Return Normally Open DuraDrive Actuator (0-5 Vdc, 0-10 Vdc, 5-10 Vdc, 4-20 mA), Terminal Block | 633
Schneider | VBS3N03+M332A01 | 1/2" Three Way VBS Series Ball Valve Body, with 24V Floating Non Spring Return DuraDrive Actuator, 10' Plenum Rated Cable, With Time Out | 462
Schneider | VBS3N04+M220A12 | 1/2" Three Way VBS Series Ball Valve Body, with 24V 2-Position Spring Return Normally Closed DuraDrive Actuator,18" Appliance Leads, w/SPST Aux Switch | 626
Schneider | VBS3N04+M313A00 | 1/2" Three Way VBS Series Ball Valve Body, with 24V Proportional Spring Return Normally Open DuraDrive Actuator (0-5 Vdc, 0-10 Vdc, 5-10 Vdc, 4-20 mA), Terminal Block | 633
Schneider | VBS3N04+M332A01 | 1/2" Three Way VBS Series Ball Valve Body, with 24V Floating Non Spring Return DuraDrive Actuator, 10' Plenum Rated Cable, With Time Out | 462
Schneider | VBS3N05+M332A01 | 1/2" Three Way VBS Series Ball Valve Body, with 24V Floating Non Spring Return DuraDrive Actuator (0-5 Vdc, 0-10 Vdc, 5-10 Vdc, 4-20 mA), 10' Plenum Rated Cable | 462
Schneider | VBS3N07+M313A00 | 1/2" Three Way VBS Series Ball Valve Body, with 24V Proportional Spring Return Normally Open DuraDrive Actuator (0-5 Vdc, 0-10 Vdc, 5-10 Vdc, 4-20 mA), Terminal Block | 633
Schneider | VBS3N14+M332A01 | 3/4" Three Way VBS Series Ball Valve Body, with 24V Floating Non Spring Return DuraDrive Actuator (0-5 Vdc, 0-10 Vdc, 5-10 Vdc, 4-20 mA), 10' Plenum Rated Cable | 549
Schneider | VBS3N15+M332A01 | 3/4" Three Way VBS Series Ball Valve Body, with 24V Floating Non Spring Return DuraDrive Actuator, 10' Plenum Rated Cable, With Time Out | 549
Schneider | VBS3N16+M332A01 | 3/4" Three Way VBS Series Ball Valve Body, with 24V Floating Non Spring Return DuraDrive Actuator (0-5 Vdc, 0-10 Vdc, 5-10 Vdc, 4-20 mA), 10' Plenum Rated Cable | 549
Schneider | VA-2313-815-9-16 | 3/4" 3-Way, Two Position, SR, 110V, 50 PSI, w/MA4D-7030 | 760
Schneider | VF-2313-821-9-11 | 3/4" 3-Way, Floating, SR, 24V, 70 lb-in, 50 PSI, w/MF4D-7033-100 | 817
Schneider | VF-2313-821-9-13 | 3/4" 3-Way, Floating, SR, 24V, 70 lb-in, 50 PSI, w/MF4D-7033-100 | 816
Schneider | VF-2313-821-9-14 | 3/4" 3-Way, Floating, SR, 24V, 70 lb-in, 50 PSI, w/MF4D-7033-100 | 817
Schneider | VF-2313-821-9-15 | 3/4" 3-Way, Floating, SR, 24V, 70 lb-in, 50 PSI, w/MF4D-7033-100 | 817
Schneider | VF-2313-821-9-16 | 3/4" 3-Way, Floating, SR, 24V, 70 lb-in, 50 PSI, w/MF4D-7033-100 | 816
Schneider | VF-2313-831-9-11 | 3/4" 3-Way, Floating, SR, 24V, 70 lb-in, 50 PSI, w/MF4D-8033-100 | 817
Schneider | VS-2213-526-9-44 | 1-1/4" 2-Way, Proportional, SR, N.C., 24V, 70 PSI, w/MS40-7043 | 970
Schneider | VS-2213-536-9-44 | 1-1/4" 2-Way, Proportional, SR, N.O., 24V, 70 PSI, w/MS40-7043 | 970
Schneider | VS-2213-831-9-27 | 1" 2-Way, Proportional, SR, N.C., 24V, 100 PSI, w/MS4D-8033-100 | 779
Schneider | VS-2313-821-9-01 | 1/2" 3-Way, Proportional, SR, 24V, 50 PSI, w/MS4D-7033-100 | 824
Schneider | VS-2313-821-9-02 | 1/2" 3-Way, Proportional, SR, 24V, 50 PSI, w/MS4D-7033-100 | 824
Schneider | VS-2313-821-9-03 | 1/2" 3-Way, Proportional, SR, 24V, 50 PSI, w/MS4D-7033-100 | 824
Schneider | VS-2313-821-9-04 | 1/2" 3-Way, Proportional, SR, 24V, 50 PSI, w/MS4D-7033-100 | 824
Schneider | VS-2313-821-9-05 | 1/2" 3-Way, Proportional, SR, 24V, 50 PSI, w/MS4D-7033-100 | 824
Schneider | VS-2313-821-9-11 | 3/4" 3-Way, Proportional, SR, 24V, 50 PSI, w/MS4D-7033-100 | 850
Schneider | VS-2313-821-9-12 | 3/4" 3-Way, Proportional, SR, 24V, 50 PSI, w/MS4D-7033-100 | 850
Schneider | VS-2313-831-9-01 | 1/2" 3-Way, Proportional, SR, 24V, 50 PSI, w/MS4D-8033-100 | 824
Schneider | VS-2313-831-9-02 | 1/2" 3-Way, Proportional, SR, 24V, 50 PSI, w/MS4D-8033-100 | 824
Schneider | VS-2313-831-9-03 | 1/2" 3-Way, Proportional, SR, 24V, 50 PSI, w/MS4D-8033-100 | 824
Schneider | VS-2313-831-9-04 | 1/2" 3-Way, Proportional, SR, 24V, 50 PSI, w/MS4D-8033-100 | 824
Schneider | VS-2313-831-9-05 | 1/2" 3-Way, Proportional, SR, 24V, 50 PSI, w/MS4D-8033-100 | 824
Schneider | VS-2313-831-9-06 | 1/2" 3-Way, Proportional, SR, 24V, 50 PSI, w/MS4D-8033-100 | 824
Schneider | VS-2313-831-9-14 | 3/4" 3-Way, Proportional, SR, 24V, 50 PSI, w/MS4D-8033-100 | 850
Schneider | VB-2213-500-9-27 | 1" 2-Way, w/Linkage for SR/NSR TAC DuraDrive | 276
Schneider | VB-2313-500-9-01 | 1/2" 3-Way, w/Linkage for SR/NSR TAC DuraDrive | 321
Schneider | VB-2313-500-9-02 | 1/2" 3-Way, w/Linkage for SR/NSR TAC DuraDrive | 321
Schneider | VB-2313-500-9-03 | 1/2" 3-Way, w/Linkage for SR/NSR TAC DuraDrive | 321
Schneider | VB-2313-500-9-04 | 1/2" 3-Way, w/Linkage for SR/NSR TAC DuraDrive | 321
Schneider | VB-2313-500-9-05 | 1/2" 3-Way, w/Linkage for SR/NSR TAC DuraDrive | 321
Schneider | VB-2313-500-9-41 | 1-1/4" 3-Way, w/Linkage for SR/NSR TAC DuraDrive | 633
Schneider | VB-2313-500-9-43 | 1-1/4" 3-Way, w/Linkage for SR/NSR TAC DuraDrive | 633
Schneider | VB-2313-500-9-44 | 1-1/4" 3-Way, w/Linkage for SR/NSR TAC DuraDrive | 633
Schneider | VB-2313-500-9-45 | 1-1/4" 3-Way, w/Linkage for SR/NSR TAC DuraDrive | 633
Schneider | VB-2313-500-9-46 | 1-1/4" 3-Way, w/Linkage for SR/NSR TAC DuraDrive | 633
Schneider | VBB2N10 | 3/4" Two Way VBB Series Ball Valve Body, with NPT Threads, with Plated Brass Ball and Stem, with Linkage | 230
Schneider | VBB2N11 | 3/4" Two Way VBB Series Ball Valve Body, with NPT Threads, with Plated Brass Ball and Stem, with Linkage | 230
Schneider | VBB2N12 | 3/4" Two Way VBB Series Ball Valve Body, with NPT Threads, with Plated Brass Ball and Stem, with Linkage | 230
Schneider | VBB2N14 | 3/4" Two Way VBB Series Ball Valve Body, with NPT Threads, with Plated Brass Ball and Stem, with Linkage | 230
Schneider | VBB2N15 | 3/4" Two Way VBB Series Ball Valve Body, with NPT Threads, with Plated Brass Ball and Stem, with Linkage | 230
Schneider | VBB2N16 | 3/4" Two Way VBB Series Ball Valve Body, with NPT Threads, with Plated Brass Ball and Stem, with Linkage | 205
Schneider | VBB2N17 | 3/4" Two Way VBB Series Ball Valve Body, with NPT Threads, with Plated Brass Ball and Stem, with Linkage | 230
Schneider | VBB3N00 | 1/2" Three Way VBB Series Ball Valve Body, with NPT Threads, with Plated Brass Ball and Stem, with Linkage | 274
Schneider | VBB3N01 | 1/2" Three Way VBB Series Ball Valve Body, with NPT Threads, with Plated Brass Ball and Stem, with Linkage | 274
Schneider | VBB3N02 | 1/2" Three Way VBB Series Ball Valve Body, with NPT Threads, with Plated Brass Ball and Stem, with Linkage | 274
Schneider | VBB3N03 | 1/2" Three Way VBB Series Ball Valve Body, with NPT Threads, with Plated Brass Ball and Stem, with Linkage | 274
Schneider | VBB3N04 | 1/2" Three Way VBB Series Ball Valve Body, with NPT Threads, with Plated Brass Ball and Stem, with Linkage | 274
Schneider | VBB3N05 | 1/2" Three Way VBB Series Ball Valve Body, with NPT Threads, with Plated Brass Ball and Stem, with Linkage | 274
Schneider | VBB3N06 | 1/2" Three Way VBB Series Ball Valve Body, with NPT Threads, with Plated Brass Ball and Stem, with Linkage | 274
Schneider | VBB3N07 | 1/2" Three Way VBB Series Ball Valve Body, with NPT Threads, with Plated Brass Ball and Stem, with Linkage | 274
Schneider | VBB3N10 | 3/4"" Three Way VBS Series Ball Valve Body, with NPT Threads, with Stainless Steel Ball and Stem, with Linkage | 274
Schneider | VBB3N11 | 3/4"" Three Way VBS Series Ball Valve Body, with NPT Threads, with Stainless Steel Ball and Stem, with Linkage | 384
Schneider | VBB3N12 | 3/4"" Three Way VBB Series Ball Valve Body, with NPT Threads, with Plated Brass Ball and Stem, with Linkage | 384
Schneider | VBB3N13 | 3/4"" Three Way VBS Series Ball Valve Body, with NPT Threads, with Stainless Steel Ball and Stem, with Linkage | 384
Schneider | VBB3N14 | 3/4"" Three Way VBS Series Ball Valve Body, with NPT Threads, with Stainless Steel Ball and Stem, with Linkage | 384
Schneider | VBB3N15 | 3/4"" Three Way VBB Series Ball Valve Body, with NPT Threads, with Plated Brass Ball and Stem, with Linkage | 384
Schneider | VBB3N16 | 3/4"" Three Way VBB Series Ball Valve Body, with NPT Threads, with Plated Brass Ball and Stem, with Linkage | 384
Schneider | VBB3N17 | 3/4"" Three Way VBB Series Ball Valve Body, with NPT Threads, with Plated Brass Ball and Stem, with Linkage | 384
Schneider | VBS2N07 | 1/2" Two Way VBS Series Ball Valve Body, with NPT Threads, with Stainless Steel Ball and Stem, with Linkage | 236
Schneider | VBS2N10 | 3/4" Two Way VBS Series Ball Valve Body, with NPT Threads, with Stainless Steel Ball and Stem, with Linkage | 215
Schneider | VBS2N11 | 3/4" Two Way VBS Series Ball Valve Body, with NPT Threads, with Stainless Steel Ball and Stem, with Linkage | 215
Schneider | VBS3N10 | 3/4"" Three Way VBS Series Ball Valve Body, with NPT Threads, with Stainless Steel Ball and Stem, with Linkage | 326
Schneider | VBS3N11 | 3/4"" Three Way VBS Series Ball Valve Body, with NPT Threads, with Stainless Steel Ball and Stem, with Linkage | 326
Schneider | VBS3N12 | 3/4"" Three Way VBS Series Ball Valve Body, with NPT Threads, with Stainless Steel Ball and Stem, with Linkage | 326
Schneider | VBS3N14 | 3/4"" Three Way VBS Series Ball Valve Body, with NPT Threads, with Stainless Steel Ball and Stem, with Linkage | 326
Schneider | VBS3N15 | 3/4"" Three Way VBS Series Ball Valve Body, with NPT Threads, with Stainless Steel Ball and Stem, with Linkage | 326
Schneider | VBS3N16 | 3/4"" Three Way VBS Series Ball Valve Body, with NPT Threads, with Stainless Steel Ball and Stem, with Linkage | 456
Schneider | VAF-6220-556-L-11 | 2" 2-Way, Lug BFV, 24V, On/Off, SR, NC, 175psi close off | 1110
Schneider | VAFS-631C-556-L-11 | 2" 3-Way, Lug BFV, 24V, On/Off, SR, 175psi close off, 2 SPDT end sw | 2041
Schneider | VAFS-632C-556-L-11 | 2" 3-Way, Lug BFV, 24V, On/Off, SR, 175psi close off, 2 SPDT end sw | 2041
Schneider | VFFS-6200-E24-L-11 | 2" 2-Way, Lug BFV, 24V, NSR, On/Off, 175psi close off, 2 SPDT end sw | 995
Schneider | 100-080 | 2-Way 1.0 to 5.0 Cv, 1/2" & 3/4" Swt | 72
Schneider | 100-082 | 2-Way 7.0 Cv, 1" NPT & 1-1/4" Swt | 185
Schneider | 100-083 | 3-Way 1.5 to 5.0 Cv, 1/2" & 3/4" Swt | 72
Schneider | 100-084 | 3-Way 7.0 Cv, 3/4" Swt & NPT and 1" Swt | 189
Schneider | 30-118-A | MOTOR,24V, 50/60 Hz | 96
Schneider | 30-118-B | MOTOR,110/120V, 50/60 Hz | 96
Schneider | 30-140-A | MOTOR,24V, 50/60 Hz | 246
Schneider | 30-158-A | MOTOR,24V, 50/60 Hz | 101
Schneider | 30-158-B | MOTOR,110/120V, 50/60 Hz | 101
Schneider | 436-229-3 | 1/2"D, 3"L, Sweat Male Tube & Nut for TAC Erie Zone valves | 70
Schneider | 436-256 | 1"D, 2-3/8"L, Sweat Female Tube & Nut for Erie Zone valves | 40
Schneider | 2420-002 | 2" Pressure Gauge, 0-30 psi, stem mount, 1/8" MNPT bottom air connection | 84
Schneider | 2420-003 | 2" Pressure Gauge, 0-30 psi, stem mount, 1/8" MNPT center back air connection | 70
Schneider | 2422-001 | 2-1/2" Receiver Gauge Kit, flush mount, 1/8" -27 MNPT center back air connection, black plastic case | 244
Schneider | VU-7213-674-4-01 | 1/2" 2-Way, Proportional/Floating, NSR, 24 Vac, 50/60 Hz, w/M400A Forta | 869
Schneider | VU-7213-674-4-02 | 1/2" 2-Way, Proportional/Floating, NSR, 24 Vac, 50/60 Hz, w/M400A Forta | 869
Schneider | VU-7213-674-4-03 | 1/2" 2-Way, Proportional/Floating, NSR, 24 Vac, 50/60 Hz, w/M400A Forta | 869
Schneider | VU-7213-674-4-04 | 1/2" 2-Way, Proportional/Floating, NSR, 24 Vac, 50/60 Hz, w/M400A Forta | 869
Schneider | VU-7213-680-4-05 | 3/4" 2-Way, Proportional/Floating, NSR, 24 Vac, 50/60 Hz, w/M800A Forta | 997
Schneider | VU-7213-680-4-06 | 3/4" 2-Way, Proportional/Floating, NSR, 24 Vac, 50/60 Hz, w/M800A Forta | 997
Schneider | VU-7313-674-4-02 | 1/2" 3-Way, Proportional/Floating, NSR, 24 Vac, 50/60 Hz, w/M400A Forta | 922
Schneider | VU-7313-674-4-04 | 1/2" 3-Way, Proportional/Floating, NSR, 24 Vac, 50/60 Hz, w/M400A Forta | 922
Schneider | VU-7313-674-4-08 | 1" 3-Way, Proportional/Floating, NSR, 24 Vac, 50/60 Hz, w/M400A Forta | 1207
Schneider | VU-7313-674-4-09 | 1-1/4" 3-Way, Proportional/Floating, NSR, 24 Vac, 50/60 Hz, w/M400A Forta | 1382
Schneider | VU-7323-674-4-06 | 3/4" 3-Way, Proportional/Floating, NSR, 24 Vac, 50/60 Hz, w/M400A Forta | 1382
Schneider | VK4-7213-201-4-01 | 1/2" 2-Way, Pneumatic, SR, N.O., w/MK-2690 (3-7 lbs) & Positive Positioner | 919
Schneider | VK4-7213-201-4-02 | 1/2" 2-Way, Pneumatic, SR, N.O., w/MK-2690 (3-7 lbs) & Positive Positioner | 919
Schneider | VK4-7213-201-4-03 | 1/2" 2-Way, Pneumatic, SR, N.O., w/MK-2690 (3-7 lbs) & Positive Positioner | 919
Schneider | VK4-7213-201-4-04 | 1/2" 2-Way, Pneumatic, SR, N.O., w/MK-2690 (3-7 lbs) & Positive Positioner | 919
Schneider | VK4-7213-201-4-05 | 3/4" 2-Way, Pneumatic, SR, N.O., w/MK-2690 (3-7 lbs) & Positive Positioner | 994
Schneider | VK4-7213-201-4-06 | 3/4" 2-Way, Pneumatic, SR, N.O., w/MK-2690 (3-7 lbs) & Positive Positioner | 994
Schneider | VK4-7213-301-4-09 | 1-1/4" 2-Way, Pneumatic, SR, N.O., w/MK-4601 (3-6 lbs) & Positive Positioner | 1377
Schneider | VK4-7223-203-4-05 | 3/4" 2-Way, Pneumatic, SR, N.C., w/MK-2690 (3-7 lbs) & Positive Positioner | 1042
Schneider | VK4-7223-203-4-06 | 3/4" 2-Way, Pneumatic, SR, N.C., w/MK-2690 (3-7 lbs) & Positive Positioner | 1042
Schneider | VK4-7313-202-4-02 | 1/2" 3-Way, Pneumatic, SR, w/MK-2690 (5-10 lbs) & Positive Positioner | 972
Schneider | VK4-7313-202-4-04 | 1/2" 3-Way, Pneumatic, SR, w/MK-2690 (5-10 lbs) & Positive Positioner | 972
Schneider | VK-7211-201-3-07 | 1" 2-Way, Pneumatic, SR, N.O., Angle w/MK-2690 (3-7 lbs) | 725
Schneider | VK-7211-201-3-08 | 1" 2-Way, Pneumatic, SR, N.O., Angle w/MK-2690 (3-7 lbs) | 725
Schneider | VK-7211-201-4-01 | 1/2" 2-Way, Pneumatic, SR, N.O., w/MK-2690 (3-7 lbs) | 467
Schneider | VK-7211-201-4-02 | 1/2" 2-Way, Pneumatic, SR, N.O., w/MK-2690 (3-7 lbs) | 467
Schneider | VK-7211-201-4-03 | 1/2" 2-Way, Pneumatic, SR, N.O., w/MK-2690 (3-7 lbs) | 467
Schneider | VK-7211-201-4-04 | 1/2" 2-Way, Pneumatic, SR, N.O., w/MK-2690 (3-7 lbs) | 467
Schneider | VK-7211-203-3-07 | 1" 2-Way, Pneumatic, SR, N.O., Angle w/MK-2690 (3-7 lbs) | 725
Schneider | VK-7211-203-3-08 | 1" 2-Way, Pneumatic, SR, N.O., Angle w/MK-2690 (3-7 lbs) | 725
Schneider | VK-7211-203-4-01 | 1/2" 2-Way, Pneumatic, SR, N.O., w/MK-2690 (8-13 lbs) | 467
Schneider | VK-7211-203-4-02 | 1/2" 2-Way, Pneumatic, SR, N.O., w/MK-2690 (8-13 lbs) | 467
Schneider | VK-7211-203-4-03 | 1/2" 2-Way, Pneumatic, SR, N.O., w/MK-2690 (8-13 lbs) | 467
Schneider | VK-7211-203-4-04 | 1/2" 2-Way, Pneumatic, SR, N.O., w/MK-2690 (8-13 lbs) | 467
Schneider | VK-7211-301-4-07 | 1" 2-Way, Pneumatic, SR, N.O., w/MK-4601 (3-6 lbs) | 873
Schneider | VK-7211-301-4-08 | 1" 2-Way, Pneumatic, SR, N.O., w/MK-4601 (3-6 lbs) | 873
Schneider | VK-7211-301-4-09 | 1-1/4" 2-Way, Pneumatic, SR, N.O., w/MK-4601 (3-6 lbs) | 954
Schneider | VK-7211-302-4-07 | 1" 2-Way, Pneumatic, SR, N.O., w/MK-4611 (5-10 lbs) | 873
Schneider | VK-7211-302-4-08 | 1" 2-Way, Pneumatic, SR, N.O., w/MK-4611 (5-10 lbs) | 873
Schneider | VK-7211-302-4-09 | 1-1/4" 2-Way, Pneumatic, SR, N.O., w/MK-4611 (5-10 lbs) | 954
Schneider | VK-7213-201-4-01 | 1/2" 2-Way, Pneumatic, SR, N.O., w/MK-2690 (3-7 lbs) | 376
Schneider | VK-7213-201-4-02 | 1/2" 2-Way, Pneumatic, SR, N.O., w/MK-2690 (3-7 lbs) | 376
Schneider | VK-7213-201-4-03 | 1/2" 2-Way, Pneumatic, SR, N.O., w/MK-2690 (3-7 lbs) | 376
Schneider | VK-7213-201-4-04 | 1/2" 2-Way, Pneumatic, SR, N.O., w/MK-2690 (3-7 lbs) | 376
Schneider | VK-7213-202-4-01 | 1/2" 2-Way, Pneumatic, SR, N.O., w/MK-2690 (5-10 lbs) | 376
Schneider | VK-7213-202-4-02 | 1/2" 2-Way, Pneumatic, SR, N.O., w/MK-2690 (5-10 lbs) | 376
Schneider | VK-7213-202-4-03 | 1/2" 2-Way, Pneumatic, SR, N.O., w/MK-2690 (5-10 lbs) | 376
Schneider | VK-7213-202-4-04 | 1/2" 2-Way, Pneumatic, SR, N.O., w/MK-2690 (5-10 lbs) | 376
Schneider | VK-7213-203-4-01 | 1/2" 2-Way, Pneumatic, SR, N.O., w/MK-2690 (8-13 lbs) | 376
Schneider | VK-7213-203-4-02 | 1/2" 2-Way, Pneumatic, SR, N.O., w/MK-2690 (8-13 lbs) | 376
Schneider | VK-7213-203-4-03 | 1/2" 2-Way, Pneumatic, SR, N.O., w/MK-2690 (8-13 lbs) | 376
Schneider | VK-7213-203-4-04 | 1/2" 2-Way, Pneumatic, SR, N.O., w/MK-2690 (8-13 lbs) | 376
Schneider | VK-7213-301-4-01 | 1/2" 2-Way, Pneumatic, SR, N.O., w/MK-4601 (3-6 lbs) | 564
Schneider | VK-7213-301-4-02 | 1/2" 2-Way, Pneumatic, SR, N.O., w/MK-4601 (3-6 lbs) | 564
Schneider | VK-7213-301-4-03 | 1/2" 2-Way, Pneumatic, SR, N.O., w/MK-4601 (3-6 lbs) | 564
Schneider | VK-7213-301-4-04 | 1/2" 2-Way, Pneumatic, SR, N.O., w/MK-4601 (3-6 lbs) | 564
Schneider | VK-7213-301-4-10 | 1-1/2" 2-Way, Pneumatic, SR, N.O., w/MK-4601 (3-6 lbs) | 1102
Schneider | VK-7213-301-4-11 | 2" 2-Way, Pneumatic, SR, N.O., w/MK-4601 (3-6 lbs) | 1318
Schneider | VK-7213-302-4-01 | 1/2" 2-Way, Pneumatic, SR, N.O., w/MK-4611 (5-10 lbs) | 564
Schneider | VK-7213-302-4-02 | 1/2" 2-Way, Pneumatic, SR, N.O., w/MK-4611 (5-10 lbs) | 564
Schneider | VK-7213-302-4-03 | 1/2" 2-Way, Pneumatic, SR, N.O., w/MK-4611 (5-10 lbs) | 564
Schneider | VK-7213-302-4-04 | 1/2" 2-Way, Pneumatic, SR, N.O., w/MK-4611 (5-10 lbs) | 564
Schneider | VK-7213-302-4-10 | 1-1/2" 2-Way, Pneumatic, SR, N.O., w/MK-4611 (3-8 lbs) | 1102
Schneider | VK-7213-302-4-11 | 2" 2-Way, Pneumatic, SR, N.O., w/MK-4611 (5-10 lbs) | 1318
Schneider | VK-7213-303-4-01 | 1/2" 2-Way, Pneumatic, SR, N.O., w/MK-4621 (10-13 lbs) | 564
Schneider | VK-7213-303-4-02 | 1/2" 2-Way, Pneumatic, SR, N.O., w/MK-4621 (10-13 lbs) | 564
Schneider | VK-7213-303-4-03 | 1/2" 2-Way, Pneumatic, SR, N.O., w/MK-4621 (10-13 lbs) | 564
Schneider | VK-7213-303-4-04 | 1/2" 2-Way, Pneumatic, SR, N.O., w/MK-4621 (10-13 lbs) | 564
Schneider | VK-7213-303-4-10 | 1-1/2" 2-Way, Pneumatic, SR, N.O., w/MK-4621 (10-13 lbs) | 1102
Schneider | VK-7213-303-4-11 | 2" 2-Way, Pneumatic, SR, N.O., w/MK-4621 (10-13 lbs) | 1318
Schneider | VK-7221-203-4-05 | 3/4" 2-Way, Pneumatic, SR, N.C., w/MK-2690 (8-13 lbs) | 520
Schneider | VK-7221-203-4-06 | 3/4" 2-Way, Pneumatic, SR, N.C., w/MK-2690 (8-13 lbs) | 520
Schneider | VK-7221-203-4-09 | 1-1/4" 2-Way, Pneumatic, SR, N.C., w/MK-2690 (8-13 lbs) | 780
Schneider | VK-7223-202-4-01 | 1/2" 2-Way, Pneumatic, SR, N.C., w/MK-2690 (5-10 lbs) | 406
Schneider | VK-7223-202-4-02 | 1/2" 2-Way, Pneumatic, SR, N.C., w/MK-2690 (5-10 lbs) | 406
Schneider | VK-7223-202-4-03 | 1/2" 2-Way, Pneumatic, SR, N.C., w/MK-2690 (5-10 lbs) | 406
Schneider | VK-7223-202-4-04 | 1/2" 2-Way, Pneumatic, SR, N.C., w/MK-2690 (5-10 lbs) | 406
Schneider | VK-7223-203-4-01 | 1/2" 2-Way, Pneumatic, SR, N.C., w/MK-2690 (8-13 lbs) | 406
Schneider | VK-7223-203-4-02 | 1/2" 2-Way, Pneumatic, SR, N.C., w/MK-2690 (8-13 lbs) | 406
Schneider | VK-7223-203-4-03 | 1/2" 2-Way, Pneumatic, SR, N.C., w/MK-2690 (8-13 lbs) | 406
Schneider | VK-7223-203-4-04 | 1/2" 2-Way, Pneumatic, SR, N.C., w/MK-2690 (8-13 lbs) | 406
Schneider | VK-7223-613-4-09 | 1-1/4" 2-Way, Pneumatic, SR, N.C., w/MK-6621 (5-10 lbs) | 1529
Schneider | VK-7313-202-4-02 | 1/2" 3-Way, Pneumatic, SR, w/MK-2690 (5-10 lbs) | 429
Schneider | VK-7313-202-4-04 | 1/2" 3-Way, Pneumatic, SR, w/MK-2690 (5-10 lbs) | 429
Schneider | VK-7313-202-4-09 | 1-1/4" 3-Way, Pneumatic, SR, w/MK-2690 (5-10 lbs) | 889
Schneider | VK-7313-203-4-02 | 1/2" 3-Way, Pneumatic, SR, w/MK-2690 (8-13 lbs) | 429
Schneider | VK-7313-203-4-04 | 1/2" 3-Way, Pneumatic, SR, w/MK-2690 (8-13 lbs) | 429
Schneider | VK-7313-203-4-09 | 1-1/4" 3-Way, Pneumatic, SR, w/MK-2690 (8-13 lbs) | 889
Schneider | VK-7323-302-4-04 | 1/2" 3-Way, Pneumatic, SR, w/MK-4611 (5-10 lbs) | 871
Schneider | VA-7211-804-4-07 | 1" 2-Way, Two Position, SR, N.O., 24V, w/MA51-7103-100 | 1029
Schneider | VA-7211-804-4-08 | 1" 2-Way, Two Position, SR, N.O., 24V, w/MA51-7103-100 | 1029
Schneider | VA-7211-804-4-09 | 1-1/4" 2-Way, Two Position, SR, N.O., 24V, w/MA51-7103-100 | 1110
Schneider | VA-7213-801-4-05 | 3/4" 2-Way, Two Position, SR, N.O., 110V, w/MA51-7100 | 801
Schneider | VA-7213-801-4-06 | 3/4" 2-Way, Two Position, SR, N.O., 110V, w/MA51-7100 | 801
Schneider | VA-7213-801-4-09 | 1-1/4" 2-Way, Two Position, SR, N.O., 110V, w/MA51-7100 | 996
Schneider | VA-7213-804-4-07 | 1" 2-Way, Two Position, SR, N.O., 24V, w/MA51-7103-100 | 873
Schneider | VA-7213-804-4-08 | 1" 2-Way, Two Position, SR, N.O., 24V, w/MA51-7103-100 | 873
Schneider | VA-7213-804-4-09 | 1-1/4" 2-Way, Two Position, SR, N.O., 24V, w/MA51-7103-100 | 990
Schneider | VA-7223-801-4-07 | 1" 2-Way, Two Position, SR, N.C., 110V, w/MA51-7100 | 955
Schneider | VA-7223-801-4-08 | 1" 2-Way, Two Position, SR, N.C., 110V, w/MA51-7100 | 955
Schneider | VA-7223-801-4-09 | 1-1/4" 2-Way, Two Position, SR, N.C., 110V, w/MA51-7100 | 1079
Schneider | VA-7313-804-4-06 | 3/4" 3-Way, Two Position, SR, 24V, w/MA51-7103-100 | 873
Schneider | VA-7323-804-4-04 | 1/2" 3-Way, Two Position, SR, 24V, w/MA51-7103-100 | 1027
Schneider | VF-7213-110-4-01 | 1/2" 2-Way, 3P Floating, 24V w/MG350V-24F | 626
Schneider | VF-7213-110-4-02 | 1/2" 2-Way, 3P Floating, 24V w/MG350V-24F | 626
Schneider | VF-7213-110-4-03 | 1/2" 2-Way, 3P Floating, 24V w/MG350V-24F | 626
Schneider | VF-7213-110-4-04 | 1/2" 2-Way, 3P Floating, 24V w/MG350V-24F | 626
Schneider | VF-7213-110-4-07 | 1" 2-Way, 3P Floating, 24V w/MG350V-24F | 779
Schneider | VF-7213-110-4-08 | 1" 2-Way, 3P Floating, 24V w/MG350V-24F | 779
Schneider | VF-7213-804-4-01 | 1/2" 2-Way, Floating, SR, N.O., 24V, w/MF51-7103-100 | 759
Schneider | VF-7213-804-4-02 | 1/2" 2-Way, Floating, SR, N.O., 24V, w/MF51-7103-100 | 759
Schneider | VF-7213-804-4-03 | 1/2" 2-Way, Floating, SR, N.O., 24V, w/MF51-7103-100 | 759
Schneider | VF-7213-804-4-04 | 1/2" 2-Way, Floating, SR, N.O., 24V, w/MF51-7103-100 | 759
Schneider | VF-7213-804-4-09 | 1-1/4" 2-Way, Floating, SR, N.O., 24V, w/MF51-7103-100 | 1029
Schneider | VF-7313-110-4-06 | 3/4" 3-Way, 3P Floating, 24V w/MG350V-24F | 779
Schneider | VF-7313-536-4-08 | 1" 3-Way, Floating, SR, 24V, w/MF40-7043 | 1400
Schneider | VS-7213-110-4-01 | 1/2" 2-Way, Modulating, 24V w/MG350V-24M | 774
Schneider | VS-7213-110-4-02 | 1/2" 2-Way, Modulating, 24V w/MG350V-24M | 774
Schneider | VS-7213-110-4-03 | 1/2" 2-Way, Modulating, 24V w/MG350V-24M | 774
Schneider | VS-7213-110-4-04 | 1/2" 2-Way, Modulating, 24V w/MG350V-24M | 774
Schneider | VS-7213-110-4-09 | 1 1/4" 2-Way, Modulating, 24V w/MG350V-24M | 1044
Schneider | VS-7213-536-4-01 | 1/2" 2-Way, Proportional, SR, N.O., 24V, w/MS40-7043 | 1197
Schneider | VS-7213-536-4-02 | 1/2" 2-Way, Proportional, SR, N.O., 24V, w/MS40-7043 | 1197
Schneider | VS-7213-536-4-03 | 1/2" 2-Way, Proportional, SR, N.O., 24V, w/MS40-7043 | 1197
Schneider | VS-7213-536-4-04 | 1/2" 2-Way, Proportional, SR, N.O., 24V, w/MS40-7043 | 1197
Schneider | VS-7213-804-4-05 | 3/4" 2-Way, Proportional, SR, N.O., 24V, w/MS51-7103-100 | 1042
Schneider | VS-7213-804-4-06 | 3/4" 2-Way, Proportional, SR, N.O., 24V, w/MS51-7103-100 | 1042
Schneider | VS-7213-812-4-05 | 3/4" 2-Way, Proportional, SR, N.O., 24V, w/MS51-7103-150 | 1042
Schneider | VS-7213-812-4-06 | 3/4" 2-Way, Proportional, SR, N.O., 24V, w/MS51-7103-150 | 1042
Schneider | VS-7213-814-4-05 | 3/4" 2-Way, Proportional, SR, N.O., 24V, w/MS51-7103-160 | 1042
Schneider | VS-7213-814-4-06 | 3/4" 2-Way, Proportional, SR, N.O., 24V, w/MS51-7103-160 | 1042
Schneider | VS-7223-536-4-05 | 3/4" 2-Way, Proportional, SR, N.C., 24V, w/MS40-7043 | 1320
Schneider | VS-7223-536-4-06 | 3/4" 2-Way, Proportional, SR, N.C., 24V, w/MS40-7043 | 1320
Schneider | VS-7223-812-4-01 | 1/2" 2-Way, Proportional, SR, N.C., 24V, w/MS51-7103-150 | 997
Schneider | VS-7223-812-4-02 | 1/2" 2-Way, Proportional, SR, N.C., 24V, w/MS51-7103-150 | 997
Schneider | VS-7223-812-4-03 | 1/2" 2-Way, Proportional, SR, N.C., 24V, w/MS51-7103-150 | 997
Schneider | VS-7223-812-4-04 | 1/2" 2-Way, Proportional, SR, N.C., 24V, w/MS51-7103-150 | 997
Schneider | VS-7223-812-4-07 | 1" 2-Way, Proportional, SR, N.C., 24V, w/MS51-7103-150 | 1196
Schneider | VS-7223-812-4-08 | 1" 2-Way, Proportional, SR, N.C., 24V, w/MS51-7103-150 | 1196
Schneider | VS-7223-812-4-09 | 1-1/4" 2-Way, Proportional, SR, N.C., 24V, w/MS51-7103-150 | 1320
Schneider | VS-7223-814-4-01 | 1/2" 2-Way, Proportional, SR, N.C., 24V, w/MS51-7103-160 | 997
Schneider | VS-7223-814-4-02 | 1/2" 2-Way, Proportional, SR, N.C., 24V, w/MS51-7103-160 | 997
Schneider | VS-7223-814-4-03 | 1/2" 2-Way, Proportional, SR, N.C., 24V, w/MS51-7103-160 | 997
Schneider | VS-7223-814-4-04 | 1/2" 2-Way, Proportional, SR, N.C., 24V, w/MS51-7103-160 | 997
Schneider | VS-7223-814-4-07 | 1" 2-Way, Proportional, SR, N.C., 24V, w/MS51-7103-160 | 1196
Schneider | VS-7223-814-4-08 | 1" 2-Way, Proportional, SR, N.C., 24V, w/MS51-7103-160 | 1196
Schneider | VS-7223-814-4-09 | 1-1/4" 2-Way, Proportional, SR, N.C., 24V, w/MS51-7103-160 | 1320
Schneider | VS-7313-110-4-08 | 1" 3-Way, Modulating, 24V w/MG350V-24M | 1112
Schneider | VS-7313-810-4-08 | 1" 3-Way, Proportional, SR, 24V, w/MS51-7103-140 | 1305
Schneider | VS-7313-812-4-08 | 1" 3-Way, Proportional, SR, 24V, w/MS51-7103-150 | 1305
Schneider | VS-7313-814-4-08 | 1" 3-Way, Proportional, SR, 24V, w/MS51-7103-160 | 1305
Schneider | VB-7211-0-4-09 | 1-1/4" 2-Way, Stwy - 250 Psig Static | 565
Schneider | VB-7212-0-4-01 | 1/2" 2-Way, Stwy, Flared End | 224
Schneider | VB-7212-0-4-02 | 1/2" 2-Way, Stwy, Flared End | 224
Schneider | VB-7212-0-4-03 | 1/2" 2-Way, Stwy, Flared End | 224
Schneider | VB-7212-0-4-04 | 1/2" 2-Way, Stwy, Flared End | 224
Schneider | VB-7213-0-4-05 | 3/4" 2-Way, G.S., NPT | 250
Schneider | VB-7213-0-4-06 | 3/4" 2-Way, G.S., NPT | 250
Schneider | VB-7213-0-4-07 | 1" 2-Way, G.S., NPT | 328
Schneider | VB-7213-0-4-08 | 1" 2-Way, G.S., NPT | 328
Schneider | VB-7214-0-4-01 | 1/2" 2-Way, G.U. Sweat | 255
Schneider | VB-7214-0-4-02 | 1/2" 2-Way, G.U. Sweat | 255
Schneider | VB-7214-0-4-03 | 1/2" 2-Way, G.U. Sweat | 255
Schneider | VB-7214-0-4-04 | 1/2" 2-Way, G.U. Sweat | 255
Schneider | VB-7221-0-4-05 | 3/4" 2-Way, Union, Straightway | 319
Schneider | VB-7221-0-4-06 | 3/4" 2-Way, Union, Straightway | 319
Schneider | VB-7222-0-4-01 | 1/2" 2-Way, Straightway, Flared End | 217
Schneider | VB-7222-0-4-02 | 1/2" 2-Way, Straightway, Flared End | 217
Schneider | VB-7222-0-4-03 | 1/2" 2-Way, Straightway, Flared End | 217
Schneider | VB-7222-0-4-04 | 1/2" 2-Way, Straightway, Flared End | 217
Schneider | VB-7223-0-4-01 | 1/2" 2-Way, G.S., NPT | 205
Schneider | VB-7223-0-4-02 | 1/2" 2-Way, G.S., NPT | 205
Schneider | VB-7223-0-4-03 | 1/2" 2-Way, G.S., NPT | 205
Schneider | VB-7223-0-4-04 | 1/2" 2-Way, G.S., NPT | 205
Schneider | VB-7224-0-4-09 | 1-1/4" 2-Way, G.U. Sweat | 863
Schneider | VB-7253-0-4-07 | 1" 2-Way, G.S., NPT | 762
Schneider | VB-7253-0-4-08 | 1" 2-Way, G.S., NPT | 762
Schneider | VB-7253-0-4-10 | 1-1/2" 2-Way, G.S., NPT | 1318
Schneider | VB-7283-0-4-05 | 3/4" 2-Way, G.S., NPT | 630
Schneider | VB-7283-0-4-06 | 3/4" 2-Way, G.S., NPT | 630
Schneider | VB-7283-0-4-09 | 1-1/4" 2-Way, G.S., NPT | 956
Schneider | VB-7312-0-4-02 | 1/2" 3-Way, Flared End | 296
Schneider | VB-7312-0-4-04 | 1/2" 3-Way, Flared End | 296
Schneider | VB-7313-0-4-06 | 3/4" 3-Way, G.S., NPT | 328
Schneider | VB-7314-0-4-06 | 3/4" 3-Way, G.U. Sweat | 520
Schneider | 7310730000 | VALVE 3 WAY ZONE VZ32/20/4 (7310730000) | 274
Schneider | AV-291 | 1/2" - 2" VB-7000 Hazardous Location Valve Linkage, 150 lb stem force | 925
Schneider | AV-293 | 1/2" - 2" VB-7000 Hazardous Location Valve Linkage, 300 lb stem force | 925
Schneider | AV-30 | Cam and Plunger Kit 2 1/2 TO 3" (N.S.R.) VB-9323 | 314
Schneider | AV-300 | Common Parts Kit to be Used w/AV-21 thru AV-30 | 314
Schneider | AV-601 | Valve Linkage Extension Kit | 184
Schneider | AV-602 | For VB-7000 (1-1/2" to 2") w/Mx4x-717x w/Mx4x-6153, Mx4x-707x, and Mx4x-715x | 725
Schneider | AV-611 | For VB-7000 (1/2" to 2") & VB-9000 (1/2" to 1-1/4") w/Mx41-6043, Mx41-6083, Mx41-6153, Mx40-704x | 428
Schneider | PNV-102-1 | Diaphragm AL-161-4, MK-2690 & MK-2400 Series | 39
Schneider | PNV-222-20 | Mounting Bracket for AV-495 | 248
Schneider | RYB-721-10 | 1-1/2" Valve Repair Kit for VB-7213, VB-7214, VB-7215 | 518
Schneider | RYB-822-13 | Valve Repair Kit (Less Seat) for 3" VB-822X | 1079
Schneider | RYB-830-12 | Valve Repair Kit (Less Seat) for 2-1/2" VB-83XX | 817
Schneider | YBA-525-7 | 3/4" Union Tailpiece, VB-111, -9211, -9221 | 83
Schneider | AE-631 | Control Cabinet, 24"W x 32"H x 7"D, single, continously hinged door, beige | 1377
Schneider | MP131-24F | SmartX Floating Actuator, 24V | 225
Schneider | MP131-24MP | SmartX Modulating Actuator, 0(2)-10V, with feedback | 409
Schneider | MP131-24T | SmartX Two Position Actuator, 24V | 225
Schneider | MP300-SRU | SmartX SR Open (Up) Actuator, multi-signal | 548
Schneider | 9112108025 | 2xDN25 Conn. G1.1/4-3/4" NPT.F Valve Fitting | 99
Schneider | 9112108040 | 2xDN40 Conn. G2 - 1.1/4" NPT.F Valve Fitting | 225
Schneider | 9112109025 | PIBCV END CONNECT SWT 1IN | 99
Schneider | 9112110040 | 2xDN40 Conn. G2 - 1.1/2" NPT.M Valve Fitting | 225
Schneider | VP228E-10L-L05-U201 | 1/2" PIBCV with 24 Vac Spring Return Open Proportional/Floating Actuator, 0.5 GPM Max, with PT Ports | 763
Schneider | VP228E-15L-L10-U201 | 1/2" PIBCV with 24 Vac Spring Return Open Proportional/Floating Actuator, 1.0 GPM Max, with PT Ports | 764
Schneider | VP228E-15LN-L10-U301 | 1/2" PIBCV with 24 Vac Spring Return Close Proportional/Floating Actuator, 1.0 GPM Max. | 690
Schneider | VP228E-15S-L15-U301 | 1/2" PIBCV with 24 Vac Spring Return Close Proportional/Floating Actuator, 1.5 GPM Max, with PT Ports | 725
Schneider | VP228E-15S-L20-U301 | 1/2" PIBCV with 24 Vac Spring Return Close Proportional/Floating Actuator, 2.0 GPM Max, with PT Ports | 725
Schneider | VP228E-15SN-L15-U301 | 1/2" PIBCV with 24 Vac Spring Return Close Proportional/Floating Actuator, 1.5 GPM Max. | 697
Schneider | VP228E-15SN-L20-U301 | 1/2" PIBCV with 24 Vac Spring Return Close Proportional/Floating Actuator, 2.0 GPM Max. | 697
Schneider | VP228E-20S-L40-S101 | 3/4" PIBCV with 24 Vac Proportional Actuator, 4.0 GPM Max, with PT Ports | 694
Schneider | VP229E-15HN-L25-U201 | 1/2" PIBCV with 24 Vac Spring Return Open Proportional/Floating Actuator, 2.5 GPM Max. | 815
Schneider | VP229E-15HN-L30-U201 | 1/2" PIBCV with 24 Vac Spring Return Open Proportional/Floating Actuator, 3.0 GPM Max. | 815
Schneider | VP229E-15HN-L35-U201 | 1/2" PIBCV with 24 Vac Spring Return Open Proportional/Floating Actuator, 3.5 GPM Max. | 815
Schneider | VP229E-15HN-L40-U201 | 1/2" PIBCV with 24 Vac Spring Return Open Proportional/Floating Actuator, 4.0 GPM Max. | 815
Schneider | VP229E-15HN-L45-U201 | 1/2" PIBCV with 24 Vac Spring Return Open Proportional/Floating Actuator, 4.5 GPM Max. | 815
Schneider | VP229E-15HN-L50-U201 | 1/2" PIBCV with 24 Vac Spring Return Open Proportional/Floating Actuator, 5.0 GPM Max. | 815
Schneider | VP229E-20HN-L55-F101 | 3/4" PIBCV with 24 Vac Floating Actuator, 5.5 GPM Max. | 574
Schneider | VP229E-20HN-L55-S101 | 3/4" PIBCV with 24 Vac Proportional Actuator, 5.5 GPM Max. | 758
Schneider | VP229E-20HN-L60-F101 | 3/4" PIBCV with 24 Vac Floating Actuator, 6.0 GPM Max. | 574
Schneider | VP229E-20HN-L60-S101 | 3/4" PIBCV with 24 Vac Proportional Actuator, 6.0 GPM Max. | 758
Schneider | VP229E-20HN-L65-F101 | 3/4" PIBCV with 24 Vac Floating Actuator, 6.5 GPM Max. | 574
Schneider | VP229E-20HN-L65-S101 | 3/4" PIBCV with 24 Vac Proportional Actuator, 6.5 GPM Max. | 758
Schneider | VP229E-20HN-L70-F101 | 3/4" PIBCV with 24 Vac Floating Actuator, 7.0 GPM Max. | 574
Schneider | VP229E-20HN-L70-S101 | 3/4" PIBCV with 24 Vac Proportional Actuator, 7.0 GPM Max. | 758
Schneider | VP229E-20HN-L75-A101 | 3/4" PIBCV with 24 Vac On/Off Actuator, 7.5 GPM Max. | 574
Schneider | VP229E-20HN-L75-F101 | 3/4" PIBCV with 24 Vac Floating Actuator, 7.5 GPM Max. | 574
Schneider | VP229E-20HN-L75-S101 | 3/4" PIBCV with 24 Vac Proportional Actuator, 7.5 GPM Max. | 758
Schneider | VP229E-25HN-010-U301 | 1" PIBCV with 24 Vac Spring Return Close Proportional/Floating Actuator, 10 GPM Max. | 1044
Schneider | VP229E-25HN-011-U301 | 1" PIBCV with 24 Vac Spring Return Close Proportional/Floating Actuator, 11 GPM Max. | 1044
Schneider | VP229E-25HN-012-U301 | 1" PIBCV with 24 Vac Spring Return Close Proportional/Floating Actuator, 12 GPM Max. | 1044
Schneider | VP229E-25HN-L80-U301 | 1" PIBCV with 24 Vac Spring Return Close Proportional/Floating Actuator, 8.0 GPM Max. | 1044
Schneider | VP229E-25HN-L85-U301 | 1" PIBCV with 24 Vac Spring Return Close Proportional/Floating Actuator, 8.5 GPM Max. | 1044
Schneider | VP229E-25HN-L90-U301 | 1" PIBCV with 24 Vac Spring Return Close Proportional/Floating Actuator, 9.0 GPM Max. | 1044
Schneider | VP229E-25HN-L95-U301 | 1" PIBCV with 24 Vac Spring Return Close Proportional/Floating Actuator, 9.5 GPM Max. | 1044
Schneider | VP229E-25S-L75-A101 | 1" PIBCV with 24 Vac On/Off Actuator, 7.5 GPM Max, with PT Ports | 695
Schneider | VP229E-25S-L75-F101 | 1" PIBCV with 24 Vac Floating Actuator, 7.5 GPM Max, with PT Ports | 695
Schneider | VP229E-25S-L75-U301 | 1" PIBCV with 24 Vac Spring Return Close Proportional/Floating Actuator, 7.5 GPM Max, with PT Ports | 970
Schneider | VP229E-32HN-015-F101 | 1-1/4" PIBCV with 24 Vac Floating Actuator, 15 GPM Max. | 1319
Schneider | VP229E-32HN-016-F101 | 1-1/4" PIBCV with 24 Vac Floating Actuator, 16 GPM Max. | 1319
Schneider | VP229E-32HN-017-A101 | 1-1/4" PIBCV with 24 Vac On/Off Actuator, 17 GPM Max. | 1319
Schneider | VP229E-32HN-017-F101 | 1-1/4" PIBCV with 24 Vac Floating Actuator, 17 GPM Max. | 1319
Schneider | VP229E-32S-014-U301 | 1-1/4" PIBCV with 24 Vac Spring Return Close Proportional/Floating Actuator, 14 GPM Max, with PT Ports | 1209
Schneider | VP229E-32SN-013-F101 | 1-1/4" PIBCV with 24 Vac Floating Actuator, 13 GPM Max. | 886
Schneider | VP229E-32SN-013-U201 | 1-1/4" PIBCV with 24 Vac Spring Return Open Proportional/Floating Actuator, 13 GPM Max. | 1209
Schneider | VP229E-32SN-014-A101 | 1-1/4" PIBCV with 24 Vac On/Off Actuator, 14 GPM Max. | 886
Schneider | VP229E-32SN-014-F101 | 1-1/4" PIBCV with 24 Vac Floating Actuator, 14 GPM Max. | 886
Schneider | VP229E-32SN-014-U201 | 1-1/4" PIBCV with 24 Vac Spring Return Open Proportional/Floating Actuator, 14 GPM Max. | 1209
Schneider | VP228E-15BQS | SmartX PIBCV 1/2"-Std Flow with PT Ports | 205
Schneider | VP228E-20BQS | SmartX PIBCV 3/4"- Std Flow with PT Ports | 225
Schneider | VP229E-15BQHNT | SmartX PIBCV 1/2" - High Flow | 247
Schneider | VP229E-32BQSNT | SmartX PIBCV 1-1/4" - Std Flow | 518
Schneider | 22-142 | Pneumatic Terminal Strip, 10 connections | 38
Schneider | 22-143 | Check Valve Tee, mounts on upper end of 22-120 socket, permits connection to field mounted devices | 41
Schneider | PC-110 | Pneumatic-Electric Pressure Switch, SPDT Switch, Adjustable Differential, surface or track mount | 468
Schneider | PC-301 | Two-Position, Adjustable .07 to 1.0" W.C. Air Flow, universal mounting | 252
Schneider | PF-305 | Floating, -0.5 to 0.5" Differential pressure set point range in water | 1197
Schneider | PF-306 | Floating, 0.2 to 1.3" Differential pressure set point range in water | 1399
Schneider | EPP301 | PANEL MOUNT DIFFERENTIAL PRESSURE SENSOR, DRY MEDIA, FIELD SELECTABLE BIDIRECTIONAL RANGE +/-0-.1"/0-.25"/0-.5"/0-1", FIELD SELECTABLE 0-5V/0-10V/4-20MA, SE LABEL | 375
Schneider | EPP302 | PANEL MOUNT DIFFERENTIAL PRESSURE SENSOR, DRY MEDIA, FIELD SELECTABLE BIDIRECTIONAL RANGE +/-0-1"/0-2.5"/0-5"/0-10", FIELD SELECTABLE 0-5V/0-10V/4-20MA, SE LABEL | 375
Schneider | EPW103 | DIFFERENTIAL PRESSURE TRANSDUCER, WET MEDIA, FIELD SELECTABLE RANGE 0-5/10/25/50 PSID, FIELD SELECTABLE 0-5V/0-10V/4-20MA, TAC LABELED | 993
Schneider | EPW104 | DIFFERENTIAL PRESSURE TRANSDUCER, WET MEDIA, FIELD SELECTABLE RANGE 0-10/20/50/100 PSID, FIELD SELECTABLE 0-5V/0-10V/4-20MA, TAC LABELED | 993
Schneider | EPW105 | DIFFERENTIAL PRESSURE TRANSDUCER, WET MEDIA, FIELD SELECTABLE RANGE 0-25/50/125/250 PSID, FIELD SELECTABLE 0-5V/0-10V/4-20MA, TAC LABELED | 993
Schneider | EPW2103 | DIFFERENTIAL PRESSURE TRANSDUCER, WET MEDIA, FIELD SELECTABLE RANGE 0-5/10/25/50 PSID, 2-WIRE 4-20MA, TAC LABEL | 993
Schneider | EPW2104 | DIFFERENTIAL PRESSURE TRANSDUCER, WET MEDIA, FIELD SELECTABLE RANGE 0-10/20/50/100 PSID, 2-WIRE 4-20MA, TAC LABEL | 993
Schneider | EPW2105 | DIFFERENTIAL PRESSURE TRANSDUCER, WET MEDIA, FIELD SELECTABLE RANGE 0-25/50/125/250 PSID, 2-WIRE 4-20MA, TAC LABEL | 993
Schneider | 2341-501 | Pneumodular Receiver Controller, Direct Acting | 850
Schneider | 2354-502 | DIV. RELAY, 10-2 | 377
Schneider | 2354-504 | Pneumodular Diverting Relay, 18 to 22 psi range, DPDT switch, includes two plastic mounting strap and adhesive backed mounting base | 536
Schneider | 2364-211 | PNEUMATIC-ELECTRIC R | 326
Schneider | 2372-351 | LOW PRESSURE SEL | 208
Schneider | 2372-352 | HI SELECTOR RELA | 185
Schneider | 2372-502 | HIGH PRESSURE SE | 204
Schneider | 2376-501 | AVERAGING RELAY | 458
Schneider | SE7200C5045 | Stand-alone (Network Ready) Zone Controller: 2 On/Off or Floating Outputs, Standard Cover (PIR Ready). | 268
Schneider | SE7200C5045B | BACnet Zone Controller: 2 On/Off or Floating Outputs, Standard Cover (PIR Ready). | 450
Schneider | SE7200F5045 | Stand-alone (Network Ready) Zone Controller: 2 Analog 0-10V Outputs, Standard Cover (PIR Ready). | 312
Schneider | SE7200F5045B | BACnet Zone Controller: 2 Analog 0-10V Outputs, Standard Cover (PIR Ready). | 525
Schneider | SE7300F5045B-ECM | ECM Fan Coil Unit Controller: BACnet, Commercial Interface, Analog Output | 637
Schneider | SE7305F5045B-ECM | ECM Fan Coil Unit Controller: BACnet, Lodging Interface, Analog Output | 637
Schneider | SE7350C5045 | Stand-alone (Network Ready) Fan Coil Unit Controller: 2 On/Off or Floating Outputs, With Humidity, Standard Cover (PIR Ready), Commercial Interface. | 357
Schneider | SE7350C5045B | BACnet Fan Coil Unit Controller: 2 On/Off or Floating Outputs, With Humidity, Standard Cover (PIR Ready), Commercial Interface. | 602
Schneider | SE7350F5045 | Stand-alone (Network Ready) Fan Coil Unit Controller: 2 Analog 0-10V Outputs, With Humidity, Standard Cover (PIR Ready), Commercial Interface. | 379
Schneider | SE7350F5045B | BACnet Fan Coil Unit Controller: 2 Analog 0-10V Outputs, With Humidity, Standard Cover (PIR Ready), Commercial Interface. | 637
Schneider | SE7355C5045 | Stand-alone (Network Ready) Fan Coil Unit Controller: 2 On/Off or Floating Outputs, With Humidity, Standard Cover (PIR Ready), Lodging/Hotel Interface | 357
Schneider | SE7355C5045B | BACnet Fan Coil Unit Controller: 2 On/Off or Floating Outputs, With Humidity, Standard Cover (PIR Ready), Lodging/Hotel Interface. | 602
Schneider | SE7355F5045 | Stand-alone (Network Ready) Fan Coil Unit Controller: 2 Analog 0-10V Outputs, With Humidity, Standard Cover (PIR Ready), Lodging/Hotel Interface. | 379
Schneider | SE7355F5045B | BACnet Fan Coil Unit Controller: 2 Analog 0-10V Outputs, With Humidity, Standard Cover (PIR Ready), Lodging/Hotel Interface. | 637
Schneider | SE7652B5045 | Stand-alone (Network Ready) Roof Top Unit Controller: 2H/2C Multi-Stage, With Local Scheduling, Standard Cover (PIR Ready). | 295
Schneider | SE7652B5045B | BACnet Roof Top Unit Controller: 2H/2C Multi-Stage, With Local Scheduling, Standard Cover (PIR Ready). | 515
Schneider | SE7652F5045 | Roof Top Unit Controller: Network Ready, with Scheduling, AH/2C | 341
Schneider | SE7652F5045B | Roof Top Unit Controller: BACnet, with Scheduling, AH/2C | 575
Schneider | SE7652H5045 | Stand-alone (Network Ready) Heat Pump Controller: 3H/2C Multi-Stage, With Local Scheduling, Standard Cover (PIR Ready). | 295
Schneider | SE7652H5045B | BACnet Heat Pump Controller: 3H/2C Multi-Stage, With Local Scheduling, Standard Cover (PIR Ready). | 515
Schneider | SE7652W5045 | Water Source Heat Pump Controller: Network Ready, with Scheduling, 3H/2C | 432
Schneider | SE7652W5045B | Water Source Heat Pump Controller: BACnet, with Scheduling, 3H/2C | 637
Schneider | SE7656B5045 | Stand-alone (Network Ready) Roof Top Unit Controller: 2H/2C Multi-Stage, With Local Scheduling & Economizer, Standard Cover (PIR Ready). | 341
Schneider | SE7656B5045B | BACnet Roof Top Unit Controller: 2H/2C Multi-Stage, With Local Scheduling & Economizer, Standard Cover (PIR Ready). | 575
Schneider | SE7656E5045 | IAQ Controller: Network Ready, with Economizer, with Scheduling, 2H/2C | 341
Schneider | SE7656E5045B | IAQ Controller: BACnet, with Economizer, with Scheduling, 2H/2C | 575
Schneider | SE7657B5045 | Stand-alone (Network Ready) Roof Top Unit Controller: 2H/2C Multi-Stage, With Local Scheduling & Humidity, Standard Cover (PIR Ready). | 432
Schneider | SE7657B5045B | BACnet Roof Top Unit Controller: 2H/2C Multi-Stage, With Local Scheduling & Humidity, Standard Cover (PIR Ready). | 637
Schneider | SE8350U0B00 | CONTROL LOW VOLTAGE FCU RH BACNET SILVER CASE/SILVER FASCIA - Add VCM8000V5045P to integrate to MPM/SSL | 725
Schneider | SE8350U0B11 | CONTROL LOW VOLTAGE FCU RH BACNET WHITE CASE/WHITE FASCIA - Add VCM8000V5045P to integrate to MPM/SSL | 725
Schneider | SE8350U5B00 | CONTROL LOW VOLTAGE FCU RH PIR BACNET SILVER CASE/SILVER FASCIA - Add VCM8000V5045P to integrate to MPM/SSL | 948
Schneider | SE8350U5B11 | CONTROL LOW VOLTAGE FCU RH PIR BACNET WHITE CASE/WHITE FASCIA - Add VCM8000V5045P to integrate to MPM/SSL | 948
Schneider | SE8650U0B00 | Roof Top Unit, Heat Pump & Indoor Air Quality Ctrl: BACnet MS/TP, RH sensor & control, Silver Case/Fascia - Add VCM8000V5045P to integrate to MPM/SSL | 725
Schneider | SE8650U0B11 | Roof Top Unit, Heat Pump & Indoor Air Quality Ctrl: BACnet MS/TP, RH sensor & control, White Case/Fascia - Add VCM8000V5045P to integrate to MPM/SSL | 725
Schneider | SE8650U5B00 | Roof Top Unit, Heat Pump & Indoor Air Quality Ctrl: BACnet MS/TP, RH sensor & control, PIR motion sensor, Silver Case/Fascia - Add VCM8000V5045P to integrate to MPM/SSL | 948
Schneider | SE8650U5B11 | Roof Top Unit, Heat Pump & Indoor Air Quality Ctrl: BACnet MS/TP, RH sensor & control, PIR motion sensor, White Case/Fascia - Add VCM8000V5045P to integrate to MPM/SSL | 948
Schneider | SER7350A5045 | Fan Coil Unit Terminal Equipment Controller: Network Ready, Commercial Interface, with Relative Humidity | 232
Schneider | SER7350A5045B | Fan Coil Unit Terminal Equipment Controller: BACnet, Commercial Interface, with Relative Humidity | 386
Schneider | SER7355A5045 | Fan Coil Unit Terminal Equipment Controller: Network Ready, Lodging Interface, with Relative Humidity | 232
Schneider | SER7355A5045B | Fan Coil Unit Terminal Equipment Controller: BACnet, Lodging Interface, with Relative Humidity | 386
Schneider | SER8150R0B1194 | PANA RH NO PIR SE BRAND R1R2 | 525
Schneider | SER8350A0B00 | CTRL TERM EQ FC RH BN S/SI - Add VCM8000V5045P to integrate to MPM/SSL | 446
Schneider | SER8350A0B11 | CTRL TERM EQ FC RH BN W/WH - Add VCM8000V5045P to integrate to MPM/SSL | 446
Schneider | SER8350A5B00 | CTRL TERM EQ FC RH PIR BN S/SI - Add VCM8000V5045P to integrate to MPM/SSL | 668
Schneider | SER8350A5B11 | CTRL TERM EQ FC RH PIR BN W/WH - Add VCM8000V5045P to integrate to MPM/SSL | 668
Schneider | SEZ7260C5045B | Zoning System Controller: BACnet, Floating Output | 449
Schneider | SEZ7260C5045W | Zoning System Controller: Wireless - Zigbee Proprietary, Floating Output | 543
Schneider | SEZ7260F5045B | Zoning System Controller: BACnet, Analog Output | 524
Schneider | SEZ7260F5045W | Zoning System Controller: Wireless - Zigbee Proprietary, Analog Output | 634
Schneider | SEZ7656E1045B | Zoning System Controller: BACnet, with Economizer, with Scheduling, 2H/2C | 1086
Schneider | SEZ7656F1045B | Zoning System Controller: BACnet, with Economizer, with Scheduling, 2H/2C | 1086
Schneider | SEZ7656F1045W | Zoning System Controller: Wireless - Zigbee Proprietary, with Economizer, with Scheduling, 2H/2C | 1274
Schneider | SEZ7656H1045B | Zoning System Controller: BACnet, with Economizer, with Scheduling, 2H/2C | 995
Schneider | SEZ7656H1045W | Zoning System Controller: Wireless - Zigbee Proprietary, with Economizer, with Scheduling, 2H/2C | 1168
Schneider | SEZ7656R1045B | Zoning System Controller: BACnet, with Economizer, with Scheduling, 2H/2C | 995
Schneider | SEZ7656R1045W | Zoning System Controller: Wireless - Zigbee Proprietary, with Economizer, with Scheduling, 2H/2C | 1168
Schneider | SCD110 | CO2 & Temp Trans: Duct, Vista, 1.8K Ohm, No Display | 1197
Schneider | SCD210 | CO2 & Temp Trans: Duct, I/NET, 10K Ohm Type 2, No Display | 1197
Schneider | SCD510 | CO2 & Temp Trans: Duct, Continuum, 10K Ohm Type 3, No Display | 1197
Schneider | SCD610 | CO2 & Temp Trans: Duct, Satchwell, 10K Ohm Type 3 w/Resistor & Shunt, No Display | 1197
Schneider | SCD810 | CO2 & Temp Trans: Duct, I/A Series, 10K Ohm Type 3 w/11K Shunt, No Display | 1197
Schneider | ETA100-24 | Temp Sensor, 24' Duct Ave, Flexible Copper, Acc: +/- 0.2ºC, 1.8K Ohm Thermistor, Vista | 256
Schneider | ETA200-24 | Temp Sensor, 24' Duct Ave, Flexible Copper, Acc: +/- 0.2ºC, 10K Ohm Thermistor, I/NET | 256
Schneider | ETA500-24 | Temp Sensor, 24' Duct Ave, Flexible Copper, Acc: +/- 0.2ºC, 10K Ohm Thermistor, Continuum | 256
Schneider | ETA500-50 | Temp Sensor, 50' Duct Ave, Flexible Copper, Acc: +/- 0.2ºC, 10K Ohm Thermistor, Continuum | 920
Schneider | ETABK0-12 | Temp Sensor, 12' Duct Ave, Flexible Copper, Acc: +/- 0.1%, 1K Ohm BALCO | 377
Schneider | ETAPK0-12 | Temp Sensor, 12' Duct Ave, Flexible Copper, Acc: +/- 1.0 Ohm, 1K Ohm Platinum | 316
Schneider | ETAPK0-12-PB | AVG PLAT 1K 12FT PLASTIC BOX | 316
Schneider | ETAPK0-24 | Temp Sensor, 24' Duct Ave, Flexible Copper, Acc: +/- 1.0 Ohm, 1K Ohm Platinum | 383
Schneider | ETAPK0-24-PB | AVG PLAT 1K 24FT PLASTIC BOX | 383
Schneider | ETAPK0-8-PB | AVG PLAT 1K 8FT PLASTIC BOX | 316
Schneider | AT-602 | Single Thermostat Selector Switch Sub-Base, lower right DP4T, for use with all single electric room thermostats except TC-114 & TA-121 | 244
Schneider | AT-603 | Single Thermostat Selector Switch Sub-Base, One DP4T, One DPDT, for use with all single electric room thermostats except TC-114 & TA-121 | 331
Schneider | AT-607 | Duplex Thermostat Selector Switch Sub-Base, DP4T, for use with all duplex or two-stage electric room thermostats | 188
Schneider | EHR110-200 | RH and Temp Sensor, Room, 2% Accuracy, Field Selectable Outputs, 10K Ohm T2 Thermistor, I/Net | 316
Schneider | EHR110-500 | RH and Temp Sensor, Room, 2% Accuracy, Field Selectable Outputs, 10K Ohm T3 Thermistor, Continuum | 316
Schneider | EHR110-503 | ROOM HUMIDITY SENSOR W/ STPT | 315
Schneider | EHR110-800 | RH and Temp Sensor, Room, 2% Accuracy, Field Selectable Outputs, 10K Ohm w/ 11K Ohm Shunt, I/A Series | 316
Schneider | HO2XMSTR-T1 | RH Sensor, Schneider Electric, Deluxe, Outside, 2%, 4-20mA, STD; Temp Sensor, 10K US Thermistor | 862
Schneider | HO3XMSTA1-T1 | RH Sensor, Schneider Electric, Deluxe, Outside, 3%, 4-20mA, STD; Temp Trans, -50° to 50°C(-58° to 122°F) | 626
Schneider | HO3XMSTC-T1 | RH Sensor, Schneider Electric, Deluxe, Outside, 3%, 4-20mA, STD; Temp Sensor, 1K Platinum, RTD | 521
Schneider | HO3XMSTD-T1 | RH Sensor, Schneider Electric, Deluxe, Outside, 3%, 4-20mA, STD; Temp Sensor, 10K T2, Thermistor | 521
Schneider | HO3XMSTK-T1 | RH Sensor, Schneider Electric, Deluxe, Outside, 3%, 4-20mA, STD; Temp Sensor, 10k with 11k shunt, Thermistor | 521
Schneider | HO3XVSTA1-T1 | RH Sensor, Schneider Electric, Deluxe, Outside, 3%, 0-5V/0-10VDC, STD; Temp Trans, -50° to 50°C(-58° to 122°F) | 626
Schneider | HO3XVSTC-T1 | RH Sensor, Schneider Electric, Deluxe, Outside, 3%, 0-5V/0-10VDC, STD; Temp Sensor, 1K Platinum, RTD | 521
Schneider | HO3XVSTK-T1 | RH Sensor, Schneider Electric, Deluxe, Outside, 3%, 0-5V/0-10VDC, STD; Temp Sensor, 10K with 11k shunt, Thermistor | 521
Schneider | HO3XVSX-T1 | RH Sensor, Schneider Electric, Deluxe, Outside, 3%, 0-5V/0-10VDC, STD | 428
Schneider | HW2M-T1 | RH Sensor, Schneider Electric Branded, Wall Mount, 2% Accuracy, 4-20mA Output | 274
Schneider | HW2V-T1 | RH Sensor, Schneider Electric Branded, Wall Mount, 2% Accuracy, 0-5/0-10VDC Output | 274
Schneider | HW3M1-T1 | RH and Temp Sensor, Schneider Electric Branded, Wall Mount, 3% Accuracy, 4-20mA Output, 1K Platinum, RTD | 257
Schneider | HW3M2-T1 | RH and Temp Sensor, Schneider Electric Branded, Wall Mount, 3% Accuracy, 4-20mA Output, 10K T3 NTC, Thermistor | 257
Schneider | HW3M3-T1 | RH and Temp Sensor, Schneider Electric Branded, Wall Mount, 3% Accuracy, 4-20mA Output, 10K Ohm w/11K shunt, Thermistor | 257
Schneider | HW3M-T1 | RH Sensor, Schneider Electric Branded, Wall Mount, 3% Accuracy, 4-20mA Output | 222
Schneider | HW3V1-T1 | RH and Temp Sensor, Schneider Electric Branded, Wall Mount, 3% Accuracy, 0-5/0-10 VDC Output, 1K Platinum, RTD | 257
Schneider | HW3V2-T1 | RH and Temp Sensor, Schneider Electric Branded, Wall Mount, 3% Accuracy, 0-5/0-10VDC Output, 10K T3 NTC, Thermistor | 257
Schneider | HW3V-T1 | RH Sensor, Schneider Electric Branded, Wall Mount, 3% Accuracy, 0-5/0-10VDC Output | 222
Schneider | ETI-WELL-4B | 4" BRASS WELL - FOR USE WITH TAC ETI IMMERSION SENSORS | 83
Schneider | ETS100 | Temp Sensor, Strap On, Acc: +/- 0.2ºC, 1.8K Ohm Thermistor, Vista | 40
Schneider | ETS200 | Temp Sensor, Strap On, Acc: +/- 0.2ºC, 10K Ohm Thermistor, I/NET | 41
Schneider | ETS500 | Temp Sensor, Strap On, Acc: +/- 0.2ºC, 10K Ohm Thermistor, Continuum | 41
Schneider | ETD100-12 | Temp Sensor, 12" Duct, Acc: +/- 0.2ºC, 1.8K Ohm Thermistor, Vista, Steel Encl. | 39
Schneider | ETD100-12-4X | 1.8K THERMSTR DUCT 12" NEMA 4 | 70
Schneider | ETD100-18 | Temp Sensor, 18" Duct, Acc: +/- 0.2ºC, 1.8K Ohm Thermistor, Vista, Steel Encl. | 39
Schneider | ETD100-18-4X | 1.8K THERMSTR DUCT 18" NEMA 4 | 70
Schneider | ETD100-4 | Temp Sensor, 4" Duct, Acc: +/- 0.2ºC, 1.8K Ohm Thermistor, Vista, Steel Encl. | 39
Schneider | ETD100-6 | Temp Sensor, 6" Duct, Acc: +/- 0.2ºC, 1.8K Ohm Thermistor, Vista, Steel Encl. | 39
Schneider | ETD100-8 | Temp Sensor, 8" Duct, Acc: +/- 0.2ºC, 1.8K Ohm Thermistor, Vista, Steel Encl. | 39
Schneider | ETD100-D-12-4X | Temp Sensor, 12" Duct, Acc: +/- 0.2ºC, 1.8K Ohm Thermistor, Vista, NEMA 4X Box | 70
Schneider | ETD100-D-18-4X | Temp Sensor, 18" Duct, Acc: +/- 0.2ºC, 1.8K Ohm Thermistor, Vista, NEMA 4X Box | 70
Schneider | ETD200-12 | Temp Sensor, 12" Duct, Acc: +/- 0.2ºC, 10K Ohm Thermistor, I/NET, Steel Encl. | 39
Schneider | ETD200-12-4X | 10K DALE THERMISTR DUCT 12" 4 | 70
Schneider | ETD200-18 | Temp Sensor, 18" Duct, Acc: +/- 0.2ºC, 10K Ohm Thermistor, I/NET, Steel Encl. | 39
Schneider | ETD200-18-4X | 10K DALE THERMISTR DUCT 18" 4 | 70
Schneider | ETD200-4 | Temp Sensor, 4" Duct, Acc: +/- 0.2ºC, 10K Ohm Thermistor, I/NET, Steel Encl. | 39
Schneider | ETD200-6 | Temp Sensor, 6" Duct, Acc: +/- 0.2ºC, 10K Ohm Thermistor, I/NET, Steel Encl. | 39
Schneider | ETD200-8 | Temp Sensor, 8" Duct, Acc: +/- 0.2ºC, 10K Ohm Thermistor, I/NET, Steel Encl. | 39
Schneider | ETD200-D-12-4X | Temp Sensor, 12" Duct, Acc: +/- 0.2ºC, 10K Ohm Thermistor, I/NET, NEMA 4X Box | 70
Schneider | ETD200-D-18-4X | Temp Sensor, 18" Duct, Acc: +/- 0.2ºC, 10K Ohm Thermistor, I/NET, NEMA 4X Box | 70
Schneider | ETD500-12 | Temp Sensor, 12" Duct, Acc: +/- 0.2ºC, 10K Ohm Thermistor, Continuum, Steel Encl. | 39
Schneider | ETD500-12-4X | 10K TYPE II THERMSTR DUCT 12" | 70
Schneider | ETD500-18-4X | 10K TYPE II THERMSTR DUCT 18" | 70
Schneider | ETD500-4 | Temp Sensor, 4" Duct, Acc: +/- 0.2ºC, 10K Ohm Thermistor, Continuum, Steel Encl. | 39
Schneider | ETD500-6 | Temp Sensor, 6" Duct, Acc: +/- 0.2ºC, 10K Ohm Thermistor, Continuum, Steel Encl. | 39
Schneider | ETD500-8 | Temp Sensor, 8" Duct, Acc: +/- 0.2ºC, 10K Ohm Thermistor, Continuum, Steel Encl. | 39
Schneider | ETD500-D-12-4X | Temp Sensor, 12" Duct, Acc: +/- 0.2ºC, 10K Ohm Thermistor, Continuum, NEMA 4X Box | 70
Schneider | ETD500-D-18-4X | Temp Sensor, 18" Duct, Acc: +/- 0.2ºC, 10K Ohm Thermistor, Continuum, NEMA 4X Box | 70
Schneider | ETD800-12-4X | 10K TYPE II W/11KSHUNT DUCT 12 | 70
Schneider | ETD800-18-4X | 10K TYPE II W/11KSHUNT DUCT 18 | 70
Schneider | ETD800-D-12-4X | Temp Sensor, 12" Duct, Acc: +/- 0.2ºC, 10K Ohm Thermistor w/ 11K Shunt, I/A, NEMA 4X Box | 70
Schneider | ETD800-D-18-4X | Temp Sensor, 18" Duct, Acc: +/- 0.2ºC, 10K Ohm Thermistor w/ 11K Shunt, I/A, NEMA 4X Box | 70
Schneider | ETO100-4X | 1.8K THERMISTOR OSA SENSOR 4X | 73
Schneider | ETO200-4X | 10K DALE THERMISTOR OSA SENSOR | 73
Schneider | ETO500-4X | 10K TYPE II THERMSTR OSA SNSR | 73
Schneider | ETO800-4X | 10K TYPE II W/11K SHUNT OSA | 73
Schneider | ETR100-RJ4 | Room Temp Sensor: 1.8K Ohm Thermistor for Vista Compatibility, RJ11 Communication Jack, SE Logo | 41
Schneider | ETR102 | Room Temp Sensor: 1.8K Ohm Thermistor for Vista Compatibility, Override, SE Logo | 41
Schneider | ETR103-LCD | Room Temp Sensor: 1.8K Ohm Thermistor for Vista Compatibility, Setpoint, Override, LCD (displays in °F), SE Logo | 223
Schneider | ETR103-RJ4-LCD | Room Temp Sensor: 1.8K Ohm Thermistor for Vista Compatibility, Setpoint, Override, LCD (displays in °F), RJ11 Communication Jack, SE Logo | 237
Schneider | ETR200-LCD | Room Temp Sensor: 10K Ohm Type 2 Thermistor for I/NET Compatibility, LCD (displays in °F), SE Logo | 205
Schneider | ETR200-RS232 | Room Temp Sensor: 10K Ohm Type 2 Thermistor for I/NET Compatibility, RS232 Communication Jack, SE Logo | 41
Schneider | ETR202 | Room Temp Sensor: 10K Ohm Type 2 Thermistor for I/NET Compatibility, Override, SE Logo | 41
Schneider | ETR203-LCD | Room Temp Sensor: 10K Ohm Type 2 Thermistor for I/NET Compatibility, Setpoint, Override, LCD (displays in °F), SE Logo | 223
Schneider | ETR203-RS232-LCD | Room Temp Sensor: 10K Ohm Type 2 Thermistor for I/NET Compatibility, Setpoint, Override, LCD (displays in °F), RS232 Communication Jack, SE Logo | 237
Schneider | ETR500-LCD | Room Temp Sensor: 10K Ohm Type 3 Thermistor for Continuum Compatibility, LCD (displays in °F), SE Logo | 205
Schneider | ETR500-RJ4 | Room Temp Sensor: 10K Ohm Type 3 Thermistor for Continuum Compatibility, RJ11 Communication Jack, SE Logo | 41
Schneider | ETR502 | Room Temp Sensor: 10K Ohm Type 3 Thermistor for Continuum Compatibility, Override, SE Logo | 41
Schneider | ETR503-LCD | Room Temp Sensor: 10K Ohm Type 3 Thermistor for Continuum Compatibility, Setpoint, Override, LCD (displays in °F), SE Logo | 223
Schneider | ETR800-LCD2 | Room Temp Sensor: 10K Ohm Thermistor w/ 11K Shunt for I/A Series Compatibility, LCD (displays in °F), SE Logo | 316
Schneider | STD100-200 | STD100 Duct Temperature Sensor NTC 1.8 kW for Vista - Probe Length - 200mm (7.87 in.) | 72
Schneider | STP300-200 | Pipe Temp Sensor | 234
Schneider | STP500-150 | STP500 Immersion Pipe Temperature Sensor NTC 10 kW for Continuum - Probe Length = 150 mm (3.94 in.) | 72
Schneider | STR100 | STR Room Temp Sensor: 1.8K Ohm, Vista, RJ-10 modular jack, Functions: Temp sensor | 38
Schneider | STR106 | STR Room Temp Sensor: 1.8K Ohm, Vista, RJ-10 modular jack, Functions: Temp sensor, Mode Indicator, Setpoint Offset, Bypass, A-0-I-II-III | 126
Schneider | STR600 | ROOM TEMP SENSOR | 72
Schneider | STR800 | STP500 Immersion Pipe Temperature Sensor NTC 10 kW for Continuum - Probe Length = 150 mm (3.94 in.) | 71
Schneider | TSMN-57011 | Electronic Room Temp Sensor, 10K Ohm Thermistor | 83
Schneider | TSMN-58011 | Electronic Room Temp Sensor, 1K Ohm Platinum, Class B thin film | 72
Schneider | SE8000BASEX4 | BASE CONN TSTAT G5 SCE | 181
Schneider | 2390-510 | Minimum Position Switch, 10 psig span output, proportional | 695
Schneider | 2392-505 | Selector Switch, two-position, four-branch (unused ports blocked) | 541
Schneider | 22-023 | Pneumatic Thermostat Replacement Kit Only (No Thermostat or Cover) | 87
Schneider | AP-302 | Static Pressure Probe Assembly, 4"L x 2-1/2"W, mounting hardware provided | 253
Schneider | CDFC-38-20 | Zone Valve Motor: 120V, VA-1203, 1403, 3203, 3403 Series | 278
Schneider | TC-1101 | Two-Position Electric Duplex Thermostat, SPDT snap action switch, 55-85F (Includes Inserts to convert to -400 & -404 (12/Case) | 295
Schneider | TC-1101-500 | Two-Position Electric Duplex Thermostat, SPDT snap action switch, 55-85F, 24V, w/Heat Anticipation (Includes Inserts to convert to -400 & -404) | 296
Schneider | TC-1103 | Two-Position Electric Duplex Thermostat, SPDT snap action switch, 75-105F (Includes Inserts to convert to -400 & -404) | 427
Schneider | TC-1161 | Two-Position Electric Duplex Thermostat, Two SPDT Switches, Each 55-85F | 1385
Schneider | TC-1191 | Two-Position Electric Duplex Thermostat, SPDT snap action switch, Center-Off, 55-85F (Includes Inserts to convert to -400 & -404) | 464
Schneider | TC-4111-020 | Two-Position, Single stage, single bulb, -40 to 120F, 20' Capillary | 462
Schneider | TC-4266 | Two-Position, Dual stage, return air bulb, 50-90F, with Air Coil | 694
Schneider | TF-1111-116 | Floating-Neutral Center, 13 to 29C (Includes Inserts to convert to -410 & -414) | 383
Schneider | AT-46-500 | Thermostat Replacement Cover Kit Dual set w/ lever (˚F) | 72
Schneider | TK-1281 | Pneumatic Thermostat, Single Setpoint, Two-Pipe, 20 psig Reverse Acting, 15 psig Direct Acting | 765
Schneider | TK-1727 | Proportional, Dual set point, single output thermostat, Heat R.A. 55-85F 15 psig, Cool R.A. 55-85F 22 psig, (Includes Inserts to convert to -400 & -404) | 725
Schneider | 680-243-6 | TAC Erie Seasonal Changeover Snap-acting SPDT Switch, color coded, 36" leads, includes a conduit connection | 429
Schneider | 21-928 | Gray cover with Barber-Colman logo dial | 72
Schneider | 21-929 | Gray cover with Cool-Warm dial (for 2298-xxx Temperature Controllers) | 72
Schneider | 21-930 | European White cover with oF and oC marking for setpoints and thermostat | 72
Schneider | 21-933 | Gray cover with oF and oC marking for setpoints and thermostat | 72
Schneider | 2211-012 | Proportional Thermostat, Direct Acting, One Pipe, without dial limit stops | 278
Schneider | 2211-013 | Proportional Thermostat, Reverse Acting, One Pipe, without dial limit stops | 278
Schneider | 2212-319 | Reverse Acting Dead-band Thermostat | 429
Schneider | 2216-126 | Direct Acting, Three-Pipe, Day/Night Thermostat, w/o Dial Limit Stops, w/Remote | 653
Schneider | 2323-500 | Differential or Static Pressure Transmitter: Range W.C. (Pa) 0 to 3 in. (0 to 747) | 1043
Schneider | T-203 | Transformer 175VA 120 - 24V w/ No Protection Dual Hub/FT | 98
Schneider | T-240 | Transformer 50VA 277 - 24V w/ 3 Amp Fuse Single Hub/FT | 40
Schneider | 2252-251 | TEMP TRANS 0 TO 100 | 1080
Schneider | 2252-252 | TEMP TRANS 0 TO 100 | 998
Schneider | 2252-273 | TEMPERATURE TRANSMIT | 1026
Schneider | 2252-610 | TEMP. TRANS 40 TO 2 | 906
Schneider | 0804202000 | CASING 2-MODULE SPARE (0804202 | 217
Schneider | 0804225800 | BLIND MODULE 1-MODULE SPARE (0 | 72
Schneider | 7214142000 | VAVLE 2WAY THREAD V241/32/16 (7214142000) | 652
Schneider | 7314133000 | VALVE 3 WAY THREAD V341/20/6.3 (7314133000) | 539
Schneider | 7314149000 | VALVE 3 WAY THREAD V341/50/38 (7314149000) | 1001
Schneider | VM2322P13A000 | VB: 3/4 in, 2W, Zone, NPT, 2 Cv, 20 PSI; Act (AP13A000): Prop, Gen Temp, SR, NC, 24 VAC | 534
Schneider | VM2322P23A000 | VB: 3/4 in, 2W, Zone, NPT, 2 Cv, 20 PSI; Act (AP23A000): Prop, Gen Temp, SR, NO, 24 VAC | 534
Schneider | VM2323P13A000 | VB: 3/4 in, 2W, Zone, NPT, 4 Cv, 20 PSI; Act (AP13A000): Prop, Gen Temp, SR, NC, 24 VAC | 534
Schneider | VM2323P23A000 | VB: 3/4 in, 2W, Zone, NPT, 4 Cv, 20 PSI; Act (AP23A000): Prop, Gen Temp, SR, NO, 24 VAC | 534
Schneider | VM2327P13A000 | VB: 3/4 in, 2W, Zone, NPT, 7.5 Cv, 15 PSI; Act (AP13A000): Prop, Gen Temp, SR, NC, 24 VAC | 534
Schneider | VM2327P23A000 | VB: 3/4 in, 2W, Zone, NPT, 7.5 Cv, 15 PSI; Act (AP23A000): Prop, Gen Temp, SR, NO, 24 VAC | 534
Schneider | VM2332P13A000 | VB: 20 mm, 2W, Zone, Rp Internal, 2 Cv, 50 PSI; Act (AP13A000): Prop, Gen Temp, SR, NC, 24 VAC | 534
Schneider | VM2333P13A000 | VB: 20 mm, 2W, Zone, Rp Internal, 4 Cv, 20 PSI; Act (AP13A000): Prop, Gen Temp, SR, NC, 24 VAC | 534
Schneider | VM2427T23A00T | VB: 1 in, 2W, Zone, NPT, 8 Cv, 15 PSI; Act (AT23A00T): Float, Gen Temp, SR, NO, 24 VAC, Time-out | 546
Schneider | VM2437T13A00T | VB: 25 mm, 2W, Zone, Rp Internal, 7.5 Cv, 15 PSI; Act (AT13A00T): Float, Gen Temp, SR, NC, 24 VAC, Time-out | 547
Schneider | VM2517P23A000 | VB: 1-1/4 in, 2W, Zone, Sweat, 8 Cv, 15 PSI; Act (AP23A000): Prop, Gen Temp, SR, NO, 24 VAC | 693
Schneider | VM3211P13A000 | VB: 1/2 in, 3W Mix/Div, Zone, Sweat, 1 Cv, 50 PSI; Act (AP13A000): Prop, Gen Temp, SR, NC, 24 VAC | 520
Schneider | VM3213T13A00T | VB: 1/2 in, 3W Mix/Div, Zone, Sweat, 4 Cv, 20 PSI; Act (AT13A00T): Float, Gen Temp, SR, NC, 24 VAC, Time-out | 454
Schneider | VM3221P13A000 | VB: 1/2 in, 3W Mix/Div, Zone, NPT, 1 Cv, 50 PSI; Act (AP13A000): Prop, Gen Temp, SR, NC, 24 VAC | 539
Schneider | VM3222T13A00T | VB: 1/2 in, 3W Mix/Div, Zone, NPT, 3 Cv, 50 PSI; Act (AT13A00T): Float, Gen Temp, SR, NC, 24 VAC, Time-out | 468
Schneider | VM3223T13A00T | VB: 1/2 in, 3W Mix/Div, Zone, NPT, 4 Cv, 35 PSI; Act (AT13A00T): Float, Gen Temp, SR, NC, 24 VAC, Time-out | 468
Schneider | VM3313P13A000 | VB: 3/4 in, 3W Mix/Div, Zone, Sweat, 4 Cv, 20 PSI; Act (AP13A000): Prop, Gen Temp, SR, NC, 24 VAC | 540
Schneider | VM3413T13A00T | VB: 1 in, 3W Mix/Div, Zone, Sweat, 4 Cv, 20 PSI; Act (AT13A00T): Float, Gen Temp, SR, NC, 24 VAC, Time-out | 632
Schneider | VM2211T33A000 | VB: 1/2 in, 2W, Zone, Sweat, 1 Cv, 50 PSI; Act (AT33A000): Float, Gen Temp, NSR, 24 VAC, 6 in Motors | 246
Schneider | VM2213T33A000 | VB: 1/2 in, 2W, Zone, Sweat, 4 Cv, 35 PSI; Act (AT33A000): Float, Gen Temp, NSR, 24 VAC, 6 in Motors | 246
Schneider | VM2221P33A000 | VB: 1/2 in, 2W, Zone, NPT, 1 Cv, 50 PSI; Act (AP33A000): Prop, Gen Temp, NSR, 24 VAC | 320
Schneider | VM2221T33A000 | VB: 1/2 in, 2W, Zone, NPT, 1 Cv, 50 PSI; Act (AT33A000): Float, Gen Temp, NSR, 24 VAC, 6 in Motors | 255
Schneider | VM2221T33A00T | VB: 1/2 in, 2W, Zone, NPT, 1 Cv, 50 PSI; Act (AT33A00T): Float, Gen Temp, NSR, 24 VAC, Time-out | 276
Schneider | VM2222P33A000 | VB: 1/2 in, 2W, Zone, NPT, 2 Cv, 50 PSI; Act (AP33A000): Prop, Gen Temp, NSR, 24 VAC | 320
Schneider | VM2222T33A000 | VB: 1/2 in, 2W, Zone, NPT, 2 Cv, 50 PSI; Act (AT33A000): Float, Gen Temp, NSR, 24 VAC, 6 in Motors | 255
Schneider | VM2222T33A00T | VB: 1/2 in, 2W, Zone, NPT, 2 Cv, 50 PSI; Act (AT33A00T): Float, Gen Temp, NSR, 24 VAC, Time-out | 276
Schneider | VM2223P33A000 | VB: 1/2 in, 2W, Zone, NPT, 4 Cv, 35 PSI; Act (AP33A000): Prop, Gen Temp, NSR, 24 VAC | 320
Schneider | VM2223T33A000 | VB: 1/2 in, 2W, Zone, NPT, 4 Cv, 35 PSI; Act (AT33A000): Float, Gen Temp, NSR, 24 VAC, 6 in Motors | 255
Schneider | VM2223T33A00T | VB: 1/2 in, 2W, Zone, NPT, 4 Cv, 35 PSI; Act (AT33A00T): Float, Gen Temp, NSR, 24 VAC, Time-out | 276
Schneider | VM2252T33A000 | VB: 15 mm, 2W, Zone, SAE Flare, 2 Cv; Act (AT33A000): Float, Gen Temp, NSR, 24 VAC, 6 in Motors | 374
Schneider | VM2322T33A00T | VB: 3/4 in, 2W, Zone, NPT, 2 Cv, 50 PSI; Act (AT33A00T): Float, Gen Temp, NSR, 24 VAC, Time-out | 320
Schneider | VM2323T33A00T | VB: 3/4 in, 2W, Zone, NPT, 4 Cv, 35 PSI; Act (AT33A00T): Float, Gen Temp, NSR, 24 VAC, Time-out | 320
Schneider | VM2327T33A00T | VB: 3/4 in, 2W, Zone, NPT, 7.5 Cv, 35 PSI; Act (AT33A00T): Float, Gen Temp, NSR, 24 VAC, Time-out | 320
Schneider | VM2427T33A000 | VB: 1 in, 2W, Zone, NPT, 8 Cv, 35 PSI; Act (AT33A000): Float, Gen Temp, NSR, 24 VAC, 6 in Motors | 354
Schneider | VM2427T33A00T | VB: 1 in, 2W, Zone, NPT, 8 Cv, 35 PSI; Act (AT33A00T): Float, Gen Temp, NSR, 24 VAC, Time-out | 375
Schneider | VM2437T33A000 | VB: 25 mm, 2W, Zone, Rp Internal, 7.5 Cv; Act (AT33A000): Float, Gen Temp, NSR, 24 VAC, 6 in Motors | 355
Schneider | VM3212P33A000 | VB: 1/2 in, 3W Mix/Div, Zone, Sweat, 3 Cv, 50 PSI; Act (AP33A000): Prop, Gen Temp, NSR, 24 VAC | 327
Schneider | VM3213P33A000 | VB: 1/2 in, 3W Mix/Div, Zone, Sweat, 4 Cv, 35 PSI; Act (AP33A000): Prop, Gen Temp, NSR, 24 VAC | 327
Schneider | VM3222T33A000 | VB: 1/2 in, 3W Mix/Div, Zone, NPT, 3 Cv, 50 PSI; Act (AT33A000): Float, Gen Temp, NSR, 24 VAC, 6 in Motors | 276
Schneider | VM3222T33A00T | VB: 1/2 in, 3W Mix/Div, Zone, NPT, 3 Cv, 50 PSI; Act (AT33A00T): Float, Gen Temp, NSR, 24 VAC, Time-out | 297
Schneider | VM3223T33A000 | VB: 1/2 in, 3W Mix/Div, Zone, NPT, 4 Cv, 35 PSI; Act (AT33A000): Float, Gen Temp, NSR, 24 VAC, 6 in Motors | 276
Schneider | VM3313T33A00T | VB: 3/4 in, 3W Mix/Div, Zone, Sweat, 4 Cv, 35 PSI; Act (AT33A00T): Float, Gen Temp, NSR, 24 VAC, Time-out | 326
Schneider | VM3427P33A000 | VB: 1 in, 3W Mix/Div, Zone, NPT, 8 Cv, 35 PSI; Act (AP33A000): Prop, Gen Temp, NSR, 24 VAC | 518
Schneider | VM3517P33A000 | VB: 1-1/4 in, 3W Mix/Div, Zone, Sweat, 8 Cv, 35 PSI; Act (AP33A000): Prop, Gen Temp, NSR, 24 VAC | 548
Schneider | VS2211G14A020 | VB: 1/2 in, 2W, Zone, Sweat, 1 Cv, 60 PSI; Act (AG14A020): 2-Pos, Gen COP, Hi Temp, SR, NC, 24 VAC, 18 in Std | 250
Schneider | VS2211G14B020 | VB: 1/2 in, 2W, Zone, Sweat, 1 Cv, 60 PSI; Act (AG14B020): 2-Pos, Gen COP, Hi Temp, SR, NC, 110 VAC, 120 VAC, 18 in Std | 250
Schneider | VS2212G24A020 | VB: 1/2 in, 2W, Zone, Sweat, 2.5 Cv, 40 PSI; Act (AG24A020): 2-Pos, Gen COP, Hi Temp, SR, NO, 24 VAC, 18 in Std | 234
Schneider | VS2212G24B020 | VB: 1/2 in, 2W, Zone, Sweat, 2.5 Cv, 40 PSI; Act (AG24B020): 2-Pos, Gen COP, Hi Temp, SR, NO, 110 VAC, 120 VAC, 18 in Std | 234
Schneider | VS2212G24U020 | VB: 1/2 in, 2W, Zone, Sweat, 2.5 Cv, 40 PSI; Act (AG24U020): 2-Pos, Gen COP, Hi Temp, SR, NO, 230 VAC and 240 VAC, 18 in Std | 243
Schneider | VS2212H14A020 | VB: 1/2 in, 2W, Zone, Sweat, 2.5 Cv, 50 PSI; Act (AH14A020): 2-Pos, Hi COP, Hi Temp, SR, NC, 24 VAC, 18 in Std | 244
Schneider | VS2212H14B020 | 1/2" Swt, 2-Way, 50 PSI, 120V, HCO, N.C., High Temp, Steam | 244
Schneider | VS2213G24A020 | VB: 1/2 in, 2W, Zone, Sweat, 3.5 Cv, 25 PSI; Act (AG24A020): 2-Pos, Gen COP, Hi Temp, SR, NO, 24 VAC, 18 in Std | 234
Schneider | VS2213H14A020 | VB: 1/2 in, 2W, Zone, Sweat, 3.5 Cv, 30 PSI; Act (AH14A020): 2-Pos, Hi COP, Hi Temp, SR, NC, 24 VAC, 18 in Std | 244
Schneider | VS2221G14A020 | VB: 1/2 in, 2W, Zone, NPT, 1 Cv, 60 PSI; Act (AG14A020): 2-Pos, Gen COP, Hi Temp, SR, NC, 24 VAC, 18 in Std | 255
Schneider | VS2221G14B020 | VB: 1/2 in, 2W, Zone, NPT, 1 Cv, 60 PSI; Act (AG14B020): 2-Pos, Gen COP, Hi Temp, SR, NC, 110 VAC, 120 VAC, 18 in Std | 255
Schneider | VS2221H24A020 | VB: 1/2 in, 2W, Zone, NPT, 1 Cv, 75 PSI; Act (AH24A020): 2-Pos, Hi COP, Hi Temp, SR, NO, 24 VAC, 18 in Std | 294
Schneider | VS2222G14A020 | VB: 1/2 in, 2W, Zone, NPT, 2.5 Cv, 40 PSI; Act (AG14A020): 2-Pos, Gen COP, Hi Temp, SR, NC, 24 VAC, 18 in Std | 225
Schneider | VS2222G14B020 | VB: 1/2 in, 2W, Zone, NPT, 2.5 Cv, 40 PSI; Act (AG14B020): 2-Pos, Gen COP, Hi Temp, SR, NC, 110 VAC, 120 VAC, 18 in Std | 225
Schneider | VS2222G24U020 | VB: 1/2 in, 2W, Zone, NPT, 2.5 Cv, 40 PSI; Act (AG24U020): 2-Pos, Gen COP, Hi Temp, SR, NO, 230 VAC and 240 VAC, 18 in Std | 248
Schneider | VS2223G14A020 | VB: 1/2 in, 2W, Zone, NPT, 3.5 Cv, 25 PSI; Act (AG14A020): 2-Pos, Gen COP, Hi Temp, SR, NC, 24 VAC, 18 in Std | 225
Schneider | VS2223G14B020 | VB: 1/2 in, 2W, Zone, NPT, 3.5 Cv, 25 PSI; Act (AG14B020): 2-Pos, Gen COP, Hi Temp, SR, NC, 110 VAC, 120 VAC, 18 in Std | 225
Schneider | VS2223G24U020 | VB: 1/2 in, 2W, Zone, NPT, 3.5 Cv, 25 PSI; Act (AG24U020): 2-Pos, Gen COP, Hi Temp, SR, NO, 230 VAC and 240 VAC, 18 in Std | 248
Schneider | VS2223H14A020 | VB: 1/2 in, 2W, Zone, NPT, 3.5 Cv, 30 PSI; Act (AH14A020): 2-Pos, Hi COP, Hi Temp, SR, NC, 24 VAC, 18 in Std | 249
Schneider | VS2312H14A020 | VB: 3/4 in, 2W, Zone, Sweat, 2.5 Cv, 50 PSI; Act (AH14A020): 2-Pos, Hi COP, Hi Temp, SR, NC, 24 VAC, 18 in Std | 296
Schneider | VS2322G14A020 | VB: 3/4 in, 2W, Zone, NPT, 2.5 Cv, 40 PSI; Act (AG14A020): 2-Pos, Gen COP, Hi Temp, SR, NC, 24 VAC, 18 in Std | 249
Schneider | VS2322G14B020 | VB: 3/4 in, 2W, Zone, NPT, 2.5 Cv, 40 PSI; Act (AG14B020): 2-Pos, Gen COP, Hi Temp, SR, NC, 110 VAC, 120 VAC, 18 in Std | 249
Schneider | VS2323G14A020 | VB: 3/4 in, 2W, Zone, NPT, 3.5 Cv, 25 PSI; Act (AG14A020): 2-Pos, Gen COP, Hi Temp, SR, NC, 24 VAC, 18 in Std | 249
Schneider | VS2323G14B020 | VB: 3/4 in, 2W, Zone, NPT, 3.5 Cv, 25 PSI; Act (AG14B020): 2-Pos, Gen COP, Hi Temp, SR, NC, 110 VAC, 120 VAC, 18 in Std | 249
Schneider | VS2325G14A020 | VB: 3/4 in, 2W, Zone, NPT, 5 Cv, 20 PSI; Act (AG14A020): 2-Pos, Gen COP, Hi Temp, SR, NC, 24 VAC, 18 in Std | 249
Schneider | VS2325G14B020 | VB: 3/4 in, 2W, Zone, NPT, 5 Cv, 20 PSI; Act (AG14B020): 2-Pos, Gen COP, Hi Temp, SR, NC, 110 VAC, 120 VAC, 18 in Std | 249
Schneider | VS2327G14A020 | VB: 3/4 in, 2W, Zone, NPT, 7.5 Cv, 17 PSI; Act (AG14A020): 2-Pos, Gen COP, Hi Temp, SR, NC, 24 VAC, 18 in Std | 249
Schneider | VS2327G14B020 | VB: 3/4 in, 2W, Zone, NPT, 7.5 Cv, 17 PSI; Act (AG14B020): 2-Pos, Gen COP, Hi Temp, SR, NC, 110 VAC, 120 VAC, 18 in Std | 249
Schneider | VS2342G14A020 | VB: 3/4 in, 2W, Zone, Inv Flare, 2.5 Cv, 40 PSI; Act (AG14A020): 2-Pos, Gen COP, Hi Temp, SR, NC, 24 VAC, 18 in Std | 244
Schneider | VS2342G14B020 | VB: 3/4 in, 2W, Zone, Inv Flare, 2.5 Cv, 40 PSI; Act (AG14B020): 2-Pos, Gen COP, Hi Temp, SR, NC, 110 VAC, 120 VAC, 18 in Std | 244
Schneider | VS2343G14A020 | VB: 3/4 in, 2W, Zone, Inv Flare, 3.5 Cv, 25 PSI; Act (AG14A020): 2-Pos, Gen COP, Hi Temp, SR, NC, 24 VAC, 18 in Std | 225
Schneider | VS2343H14A020 | VB: 3/4 in, 2W, Zone, Inv Flare, 3.5 Cv, 30 PSI; Act (AH14A020): 2-Pos, Hi COP, Hi Temp, SR, NC, 24 VAC, 18 in Std | 249
Schneider | VS2417H24A020 | VB: 1 in, 2W, Zone, Sweat, 7.5 Cv, 20 PSI; Act (AH24A020): 2-Pos, Hi COP, Hi Temp, SR, NO, 24 VAC, 18 in Std | 326
Schneider | VS2427G14U020 | VB: 1 in, 2W, Zone, NPT, 8 Cv, 17 PSI; Act (AG14U020): 2-Pos, Gen COP, Hi Temp, SR, NC, 230 VAC and 240 VAC, 18 in Std | 383
Schneider | VS2427G24A020 | VB: 1 in, 2W, Zone, NPT, 8 Cv, 17 PSI; Act (AG24A020): 2-Pos, Gen COP, Hi Temp, SR, NO, 24 VAC, 18 in Std | 316
Schneider | VS2427H14A020 | VB: 1 in, 2W, Zone, NPT, 8 Cv, 20 PSI; Act (AH14A020): 2-Pos, Hi COP, Hi Temp, SR, NC, 24 VAC, 18 in Std | 326
Schneider | VS2427H14B020 | VB: 1 in, 2W, Zone, NPT, 8 Cv, 20 PSI; Act (AH14B020): 2-Pos, Hi COP, Hi Temp, SR, NC, 110 VAC, 120 VAC, 18 in Std | 326
Schneider | VS3212H14A020 | VB: 1/2 in, 3W Mix/Div, Zone, Sweat, 3 Cv, 50 PSI; Act (AH14A020): 2-Pos, Hi COP, Hi Temp, SR, NC, 24 VAC, 18 in Std | 296
Schneider | VS3221G14A020 | VB: 1/2 in, 3W Mix/Div, Zone, NPT, 1.5 Cv, 60 PSI; Act (AG14A020): 2-Pos, Gen COP, Hi Temp, SR, NC, 24 VAC, 18 in Std | 279
Schneider | VS3223G14A020 | VB: 1/2 in, 3W Mix/Div, Zone, NPT, 4 Cv, 25 PSI; Act (AG14A020): 2-Pos, Gen COP, Hi Temp, SR, NC, 24 VAC, 18 in Std | 279
Schneider | VS3317G14A020 | VB: 3/4 in, 3W Mix/Div, Zone, Sweat, 7.5 Cv, 17 PSI; Act (AG14A020): 2-Pos, Gen COP, Hi Temp, SR, NC, 24 VAC, 18 in Std | 257
Schneider | VS3323G14A020 | VB: 3/4 in, 3W Mix/Div, Zone, NPT, 4 Cv, 25 PSI; Act (AG14A020): 2-Pos, Gen COP, Hi Temp, SR, NC, 24 VAC, 18 in Std | 317
Schneider | VS3323G14B020 | VB: 3/4 in, 3W Mix/Div, Zone, NPT, 4 Cv, 25 PSI; Act (AG14B020): 2-Pos, Gen COP, Hi Temp, SR, NC, 110 VAC, 120 VAC, 18 in Std | 317
Schneider | VS3325G14A020 | VB: 3/4 in, 3W Mix/Div, Zone, NPT, 5 Cv, 20 PSI; Act (AG14A020): 2-Pos, Gen COP, Hi Temp, SR, NC, 24 VAC, 18 in Std | 317
Schneider | VS3325G14B020 | VB: 3/4 in, 3W Mix/Div, Zone, NPT, 5 Cv, 20 PSI; Act (AG14B020): 2-Pos, Gen COP, Hi Temp, SR, NC, 110 VAC, 120 VAC, 18 in Std | 317
Schneider | VS3342G14B020 | VB: 3/4 in, 3W Mix/Div, Zone, Inv Flare, 3 Cv, 40 PSI; Act (AG14B020): 2-Pos, Gen COP, Hi Temp, SR, NC, 110 VAC, 120 VAC, 18 in Std | 279
Schneider | VS3343G14A020 | VB: 3/4 in, 3W Mix/Div, Zone, Inv Flare, 4 Cv, 25 PSI; Act (AG14A020): 2-Pos, Gen COP, Hi Temp, SR, NC, 24 VAC, 18 in Std | 279
Schneider | VS3343G14B020 | VB: 3/4 in, 3W Mix/Div, Zone, Inv Flare, 4 Cv, 25 PSI; Act (AG14B020): 2-Pos, Gen COP, Hi Temp, SR, NC, 110 VAC, 120 VAC, 18 in Std | 279
Schneider | VT2211G13A020 | VB: 1/2 in, 2W, Zone, Sweat, 1 Cv, 60 PSI; Act (AG13A020): 2-Pos, Gen COP, Gen Temp, SR, NC, 24 VAC, 18 in Std | 188
Schneider | VT2211G13B020 | VB: 1/2 in, 2W, Zone, Sweat, 1 Cv, 60 PSI; Act (AG13B020): 2-Pos, Gen COP, Gen Temp, SR, NC, 110 VAC, 120 VAC, 18 in Std | 188
Schneider | VT2211H13A020 | VB: 1/2 in, 2W, Zone, Sweat, 1 Cv, 75 PSI; Act (AH13A020): 2-Pos, Hi COP, Gen Temp, SR, NC, 24 VAC, 18 in Std | 217
Schneider | VT2211H13B020 | VB: 1/2 in, 2W, Zone, Sweat, 1 Cv, 75 PSI; Act (AH13B020): 2-Pos, Hi COP, Gen Temp, SR, NC, 110 VAC, 120 VAC, 18 in Std | 217
Schneider | VT2212G13A020 | VB: 1/2 in, 2W, Zone, Sweat, 2.5 Cv, 40 PSI; Act (AG13A020): 2-Pos, Gen COP, Gen Temp, SR, NC, 24 VAC, 18 in Std | 188
Schneider | VT2212G13B020 | VB: 1/2 in, 2W, Zone, Sweat, 2.5 Cv, 40 PSI; Act (AG13B020): 2-Pos, Gen COP, Gen Temp, SR, NC, 110 VAC, 120 VAC, 18 in Std | 188
Schneider | VT2212G14A02A | VB: 1/2 in, 2W, Zone, Sweat, 2.5 Cv, 40 PSI; Act (AG14A02A): 2-Pos, Gen COP, Hi Temp, SR, NC, 24 VAC, 18 in Std, End switch | 223
Schneider | VT2212G23U020 | VB: 1/2 in, 2W, Zone, Sweat, 2.5 Cv, 40 PSI; Act (AG23U020): 2-Pos, Gen COP, Gen Temp, SR, NO, 230 VAC and 240 VAC, 18 in Std | 217
Schneider | VT2212G24A02A | VB: 1/2 in, 2W, Zone, Sweat, 2.5 Cv, 40 PSI; Act (AG24A02A): 2-Pos, Gen COP, Hi Temp, SR, NO, 24 VAC, 18 in Std, End switch | 232
Schneider | VT2212H13A020 | VB: 1/2 in, 2W, Zone, Sweat, 2.5 Cv, 50 PSI; Act (AH13A020): 2-Pos, Hi COP, Gen Temp, SR, NC, 24 VAC, 18 in Std | 217
Schneider | VT2212H13B020 | VB: 1/2 in, 2W, Zone, Sweat, 2.5 Cv, 50 PSI; Act (AH13B020): 2-Pos, Hi COP, Gen Temp, SR, NC, 110 VAC, 120 VAC, 18 in Std | 217
Schneider | VT2213G13A020 | VB: 1/2 in, 2W, Zone, Sweat, 3.5 Cv, 25 PSI; Act (AG13A020): 2-Pos, Gen COP, Gen Temp, SR, NC, 24 VAC, 18 in Std | 188
Schneider | VT2213G13B020 | VB: 1/2 in, 2W, Zone, Sweat, 3.5 Cv, 25 PSI; Act (AG13B020): 2-Pos, Gen COP, Gen Temp, SR, NC, 110 VAC, 120 VAC, 18 in Std | 188
Schneider | VT2213G23U020 | VB: 1/2 in, 2W, Zone, Sweat, 3.5 Cv, 25 PSI; Act (AG23U020): 2-Pos, Gen COP, Gen Temp, SR, NO, 230 VAC and 240 VAC, 18 in Std | 217
Schneider | VT2213H13A020 | VB: 1/2 in, 2W, Zone, Sweat, 3.5 Cv, 30 PSI; Act (AH13A020): 2-Pos, Hi COP, Gen Temp, SR, NC, 24 VAC, 18 in Std | 217
Schneider | VT2213H13B020 | VB: 1/2 in, 2W, Zone, Sweat, 3.5 Cv, 30 PSI; Act (AH13B020): 2-Pos, Hi COP, Gen Temp, SR, NC, 110 VAC, 120 VAC, 18 in Std | 217
Schneider | VT2221G23A020 | VB: 1/2 in, 2W, Zone, NPT, 1 Cv, 60 PSI; Act (AG23A020): 2-Pos, Gen COP, Gen Temp, SR, NO, 24 VAC, 18 in Std | 204
Schneider | VT2221G23B020 | VB: 1/2 in, 2W, Zone, NPT, 1 Cv, 60 PSI; Act (AG23B020): 2-Pos, Gen COP, Gen Temp, SR, NO, 110 VAC, 120 VAC, 18 in Std | 204
Schneider | VT2221H13A020 | VB: 1/2 in, 2W, Zone, NPT, 1 Cv, 75 PSI; Act (AH13A020): 2-Pos, Hi COP, Gen Temp, SR, NC, 24 VAC, 18 in Std | 224
Schneider | VT2221H13B020 | VB: 1/2 in, 2W, Zone, NPT, 1 Cv, 75 PSI; Act (AH13B020): 2-Pos, Hi COP, Gen Temp, SR, NC, 110 VAC, 120 VAC, 18 in Std | 224
Schneider | VT2221H23A020 | VB: 1/2 in, 2W, Zone, NPT, 1 Cv, 75 PSI; Act (AH23A020): 2-Pos, Hi COP, Gen Temp, SR, NO, 24 VAC, 18 in Std | 234
Schneider | VT2221H23B020 | VB: 1/2 in, 2W, Zone, NPT, 1 Cv, 75 PSI; Act (AH23B020): 2-Pos, Hi COP, Gen Temp, SR, NO, 110 VAC, 120 VAC, 18 in Std | 234
Schneider | VT2222G23A020 | VB: 1/2 in, 2W, Zone, NPT, 2.5 Cv, 40 PSI; Act (AG23A020): 2-Pos, Gen COP, Gen Temp, SR, NO, 24 VAC, 18 in Std | 204
Schneider | VT2222G23B020 | VB: 1/2 in, 2W, Zone, NPT, 2.5 Cv, 40 PSI; Act (AG23B020): 2-Pos, Gen COP, Gen Temp, SR, NO, 110 VAC, 120 VAC, 18 in Std | 204
Schneider | VT2222G23U020 | VB: 1/2 in, 2W, Zone, NPT, 2.5 Cv, 40 PSI; Act (AG23U020): 2-Pos, Gen COP, Gen Temp, SR, NO, 230 VAC and 240 VAC, 18 in Std | 224
Schneider | VT2222H13A020 | VB: 1/2 in, 2W, Zone, NPT, 2.5 Cv, 50 PSI; Act (AH13A020): 2-Pos, Hi COP, Gen Temp, SR, NC, 24 VAC, 18 in Std | 224
Schneider | VT2222H13B020 | VB: 1/2 in, 2W, Zone, NPT, 2.5 Cv, 50 PSI; Act (AH13B020): 2-Pos, Hi COP, Gen Temp, SR, NC, 110 VAC, 120 VAC, 18 in Std | 224
Schneider | VT2222H23A020 | VB: 1/2 in, 2W, Zone, NPT, 2.5 Cv, 50 PSI; Act (AH23A020): 2-Pos, Hi COP, Gen Temp, SR, NO, 24 VAC, 18 in Std | 234
Schneider | VT2222H23B020 | VB: 1/2 in, 2W, Zone, NPT, 2.5 Cv, 50 PSI; Act (AH23B020): 2-Pos, Hi COP, Gen Temp, SR, NO, 110 VAC, 120 VAC, 18 in Std | 234
Schneider | VT2223G13A02A | VB: 1/2 in, 2W, Zone, NPT, 3.5 Cv, 25 PSI; Act (AG13A02A): 2-Pos, Gen COP, Gen Temp, SR, NC, 24 VAC, 18 in Std, End switch | 203
Schneider | VT2223G23A020 | VB: 1/2 in, 2W, Zone, NPT, 3.5 Cv, 25 PSI; Act (AG23A020): 2-Pos, Gen COP, Gen Temp, SR, NO, 24 VAC, 18 in Std | 204
Schneider | VT2223G23B020 | VB: 1/2 in, 2W, Zone, NPT, 3.5 Cv, 25 PSI; Act (AG23B020): 2-Pos, Gen COP, Gen Temp, SR, NO, 110 VAC, 120 VAC, 18 in Std | 204
Schneider | VT2223H13A020 | VB: 1/2 in, 2W, Zone, NPT, 3.5 Cv, 30 PSI; Act (AH13A020): 2-Pos, Hi COP, Gen Temp, SR, NC, 24 VAC, 18 in Std | 224
Schneider | VT2223H13B020 | VB: 1/2 in, 2W, Zone, NPT, 3.5 Cv, 30 PSI; Act (AH13B020): 2-Pos, Hi COP, Gen Temp, SR, NC, 110 VAC, 120 VAC, 18 in Std | 224
Schneider | VT2223H13U020 | VB: 1/2 in, 2W, Zone, NPT, 3.5 Cv, 30 PSI; Act (AH13U020): 2-Pos, Hi COP, Gen Temp, SR, NC, 230 VAC and 240 VAC, 18 in Std | 235
Schneider | VT2223H23A020 | VB: 1/2 in, 2W, Zone, NPT, 3.5 Cv, 30 PSI; Act (AH23A020): 2-Pos, Hi COP, Gen Temp, SR, NO, 24 VAC, 18 in Std | 234
Schneider | VT2223H23B020 | VB: 1/2 in, 2W, Zone, NPT, 3.5 Cv, 30 PSI; Act (AH23B020): 2-Pos, Hi COP, Gen Temp, SR, NO, 110 VAC, 120 VAC, 18 in Std | 234
Schneider | VT2252G23A020 | VB: 1/2 in, 2W, Zone, SAE Flare, 2.5 Cv, 40 PSI; Act (AG23A020): 2-Pos, Gen COP, Gen Temp, SR, NO, 24 VAC, 18 in Std | 297
Schneider | VT2253G23A020 | VB: 1/2 in, 2W, Zone, SAE Flare, 3.5 Cv, 25 PSI; Act (AG23A020): 2-Pos, Gen COP, Gen Temp, SR, NO, 24 VAC, 18 in Std | 317
Schneider | VT2312G13A020 | VB: 3/4 in, 2W, Zone, Sweat, 2.5 Cv, 40 PSI; Act (AG13A020): 2-Pos, Gen COP, Gen Temp, SR, NC, 24 VAC, 18 in Std | 205
Schneider | VT2312G13B020 | VB: 3/4 in, 2W, Zone, Sweat, 2.5 Cv, 40 PSI; Act (AG13B020): 2-Pos, Gen COP, Gen Temp, SR, NC, 110 VAC, 120 VAC, 18 in Std | 205
Schneider | VT2312G13U020 | VB: 3/4 in, 2W, Zone, Sweat, 2.5 Cv, 40 PSI; Act (AG13U020): 2-Pos, Gen COP, Gen Temp, SR, NC, 230 VAC and 240 VAC, 18 in Std | 216
Schneider | VT2312G23A020 | VB: 3/4 in, 2W, Zone, Sweat, 2.5 Cv, 40 PSI; Act (AG23A020): 2-Pos, Gen COP, Gen Temp, SR, NO, 24 VAC, 18 in Std | 214
Schneider | VT2312G23B020 | VB: 3/4 in, 2W, Zone, Sweat, 2.5 Cv, 40 PSI; Act (AG23B020): 2-Pos, Gen COP, Gen Temp, SR, NO, 110 VAC, 120 VAC, 18 in Std | 214
Schneider | VT2312H13A020 | VB: 3/4 in, 2W, Zone, Sweat, 2.5 Cv, 50 PSI; Act (AH13A020): 2-Pos, Hi COP, Gen Temp, SR, NC, 24 VAC, 18 in Std | 234
Schneider | VT2312H23A020 | VB: 3/4 in, 2W, Zone, Sweat, 2.5 Cv, 50 PSI; Act (AH23A020): 2-Pos, Hi COP, Gen Temp, SR, NO, 24 VAC, 18 in Std | 244
Schneider | VT2313G13A020 | VB: 3/4 in, 2W, Zone, Sweat, 3.5 Cv, 25 PSI; Act (AG13A020): 2-Pos, Gen COP, Gen Temp, SR, NC, 24 VAC, 18 in Std | 205
Schneider | VT2313G13B020 | VB: 3/4 in, 2W, Zone, Sweat, 3.5 Cv, 25 PSI; Act (AG13B020): 2-Pos, Gen COP, Gen Temp, SR, NC, 110 VAC, 120 VAC, 18 in Std | 205
Schneider | VT2313G13U020 | VB: 3/4 in, 2W, Zone, Sweat, 3.5 Cv, 25 PSI; Act (AG13U020): 2-Pos, Gen COP, Gen Temp, SR, NC, 230 VAC and 240 VAC, 18 in Std | 216
Schneider | VT2313G23A020 | VB: 3/4 in, 2W, Zone, Sweat, 3.5 Cv, 25 PSI; Act (AG23A020): 2-Pos, Gen COP, Gen Temp, SR, NO, 24 VAC, 18 in Std | 214
Schneider | VT2313G23B020 | VB: 3/4 in, 2W, Zone, Sweat, 3.5 Cv, 25 PSI; Act (AG23B020): 2-Pos, Gen COP, Gen Temp, SR, NO, 110 VAC, 120 VAC, 18 in Std | 214
Schneider | VT2313H13A020 | VB: 3/4 in, 2W, Zone, Sweat, 3.5 Cv, 30 PSI; Act (AH13A020): 2-Pos, Hi COP, Gen Temp, SR, NC, 24 VAC, 18 in Std | 234
Schneider | VT2313H23A020 | VB: 3/4 in, 2W, Zone, Sweat, 3.5 Cv, 30 PSI; Act (AH23A020): 2-Pos, Hi COP, Gen Temp, SR, NO, 24 VAC, 18 in Std | 244
Schneider | VT2315G13A020 | VB: 3/4 in, 2W, Zone, Sweat, 5 Cv, 20 PSI; Act (AG13A020): 2-Pos, Gen COP, Gen Temp, SR, NC, 24 VAC, 18 in Std | 205
Schneider | VT2315G13B020 | VB: 3/4 in, 2W, Zone, Sweat, 5 Cv, 20 PSI; Act (AG13B020): 2-Pos, Gen COP, Gen Temp, SR, NC, 110 VAC, 120 VAC, 18 in Std | 205
Schneider | VT2315G23B020 | VB: 3/4 in, 2W, Zone, Sweat, 5 Cv, 20 PSI; Act (AG23B020): 2-Pos, Gen COP, Gen Temp, SR, NO, 110 VAC, 120 VAC, 18 in Std | 214
Schneider | VT2315H13A020 | VB: 3/4 in, 2W, Zone, Sweat, 5 Cv, 25 PSI; Act (AH13A020): 2-Pos, Hi COP, Gen Temp, SR, NC, 24 VAC, 18 in Std | 234
Schneider | VT2315H23A020 | VB: 3/4 in, 2W, Zone, Sweat, 5 Cv, 25 PSI; Act (AH23A020): 2-Pos, Hi COP, Gen Temp, SR, NO, 24 VAC, 18 in Std | 244
Schneider | VT2317G13A020 | VB: 3/4 in, 2W, Zone, Sweat, 7.5 Cv, 17 PSI; Act (AG13A020): 2-Pos, Gen COP, Gen Temp, SR, NC, 24 VAC, 18 in Std | 205
Schneider | VT2317G13B020 | VB: 3/4 in, 2W, Zone, Sweat, 7.5 Cv, 17 PSI; Act (AG13B020): 2-Pos, Gen COP, Gen Temp, SR, NC, 110 VAC, 120 VAC, 18 in Std | 205
Schneider | VT2317G23A020 | VB: 3/4 in, 2W, Zone, Sweat, 7.5 Cv, 17 PSI; Act (AG23A020): 2-Pos, Gen COP, Gen Temp, SR, NO, 24 VAC, 18 in Std | 214
Schneider | VT2317G23B020 | VB: 3/4 in, 2W, Zone, Sweat, 7.5 Cv, 17 PSI; Act (AG23B020): 2-Pos, Gen COP, Gen Temp, SR, NO, 110 VAC, 120 VAC, 18 in Std | 214
Schneider | VT2317H13A020 | VB: 3/4 in, 2W, Zone, Sweat, 7.5 Cv, 20 PSI; Act (AH13A020): 2-Pos, Hi COP, Gen Temp, SR, NC, 24 VAC, 18 in Std | 234
Schneider | VT2317H13B020 | VB: 3/4 in, 2W, Zone, Sweat, 7.5 Cv, 20 PSI; Act (AH13B020): 2-Pos, Hi COP, Gen Temp, SR, NC, 110 VAC, 120 VAC, 18 in Std | 234
Schneider | VT2317H23A020 | VB: 3/4 in, 2W, Zone, Sweat, 7.5 Cv, 20 PSI; Act (AH23A020): 2-Pos, Hi COP, Gen Temp, SR, NO, 24 VAC, 18 in Std | 244
Schneider | VT2322G13A020 | VB: 3/4 in, 2W, Zone, NPT, 2.5 Cv, 40 PSI; Act (AG13A020): 2-Pos, Gen COP, Gen Temp, SR, NC, 24 VAC, 18 in Std | 217
Schneider | VT2322G13B020 | VB: 3/4 in, 2W, Zone, NPT, 2.5 Cv, 40 PSI; Act (AG13B020): 2-Pos, Gen COP, Gen Temp, SR, NC, 110 VAC, 120 VAC, 18 in Std | 217
Schneider | VT2322H13A020 | VB: 3/4 in, 2W, Zone, NPT, 2.5 Cv, 50 PSI; Act (AH13A020): 2-Pos, Hi COP, Gen Temp, SR, NC, 24 VAC, 18 in Std | 246
Schneider | VT2322H13B020 | VB: 3/4 in, 2W, Zone, NPT, 2.5 Cv, 50 PSI; Act (AH13B020): 2-Pos, Hi COP, Gen Temp, SR, NC, 110 VAC, 120 VAC, 18 in Std | 246
Schneider | VT2322H23A020 | VB: 3/4 in, 2W, Zone, NPT, 2.5 Cv, 50 PSI; Act (AH23A020): 2-Pos, Hi COP, Gen Temp, SR, NO, 24 VAC, 18 in Std | 256
Schneider | VT2322H23B020 | VB: 3/4 in, 2W, Zone, NPT, 2.5 Cv, 50 PSI; Act (AH23B020): 2-Pos, Hi COP, Gen Temp, SR, NO, 110 VAC, 120 VAC, 18 in Std | 256
Schneider | VT2323G13A020 | VB: 3/4 in, 2W, Zone, NPT, 3.5 Cv, 25 PSI; Act (AG13A020): 2-Pos, Gen COP, Gen Temp, SR, NC, 24 VAC, 18 in Std | 217
Schneider | VT2323G13B020 | VB: 3/4 in, 2W, Zone, NPT, 3.5 Cv, 25 PSI; Act (AG13B020): 2-Pos, Gen COP, Gen Temp, SR, NC, 110 VAC, 120 VAC, 18 in Std | 217
Schneider | VT2323H13A020 | VB: 3/4 in, 2W, Zone, NPT, 3.5 Cv, 30 PSI; Act (AH13A020): 2-Pos, Hi COP, Gen Temp, SR, NC, 24 VAC, 18 in Std | 246
Schneider | VT2323H13B020 | VB: 3/4 in, 2W, Zone, NPT, 3.5 Cv, 30 PSI; Act (AH13B020): 2-Pos, Hi COP, Gen Temp, SR, NC, 110 VAC, 120 VAC, 18 in Std | 246
Schneider | VT2323H23A020 | VB: 3/4 in, 2W, Zone, NPT, 3.5 Cv, 30 PSI; Act (AH23A020): 2-Pos, Hi COP, Gen Temp, SR, NO, 24 VAC, 18 in Std | 256
Schneider | VT2323H23B020 | VB: 3/4 in, 2W, Zone, NPT, 3.5 Cv, 30 PSI; Act (AH23B020): 2-Pos, Hi COP, Gen Temp, SR, NO, 110 VAC, 120 VAC, 18 in Std | 256
Schneider | VT2325G13A020 | VB: 3/4 in, 2W, Zone, NPT, 5 Cv, 20 PSI; Act (AG13A020): 2-Pos, Gen COP, Gen Temp, SR, NC, 24 VAC, 18 in Std | 217
Schneider | VT2325G13B020 | VB: 3/4 in, 2W, Zone, NPT, 5 Cv, 20 PSI; Act (AG13B020): 2-Pos, Gen COP, Gen Temp, SR, NC, 110 VAC, 120 VAC, 18 in Std | 217
Schneider | VT2325H13A020 | VB: 3/4 in, 2W, Zone, NPT, 5 Cv, 25 PSI; Act (AH13A020): 2-Pos, Hi COP, Gen Temp, SR, NC, 24 VAC, 18 in Std | 246
Schneider | VT2325H13B020 | VB: 3/4 in, 2W, Zone, NPT, 5 Cv, 25 PSI; Act (AH13B020): 2-Pos, Hi COP, Gen Temp, SR, NC, 110 VAC, 120 VAC, 18 in Std | 246
Schneider | VT2325H13U020 | VB: 3/4 in, 2W, Zone, NPT, 5 Cv, 25 PSI; Act (AH13U020): 2-Pos, Hi COP, Gen Temp, SR, NC, 230 VAC and 240 VAC, 18 in Std | 257
Schneider | VT2325H23A020 | VB: 3/4 in, 2W, Zone, NPT, 5 Cv, 25 PSI; Act (AH23A020): 2-Pos, Hi COP, Gen Temp, SR, NO, 24 VAC, 18 in Std | 256
Schneider | VT2325H23B020 | VB: 3/4 in, 2W, Zone, NPT, 5 Cv, 25 PSI; Act (AH23B020): 2-Pos, Hi COP, Gen Temp, SR, NO, 110 VAC, 120 VAC, 18 in Std | 256
Schneider | VT2327G13A020 | VB: 3/4 in, 2W, Zone, NPT, 7.5 Cv, 17 PSI; Act (AG13A020): 2-Pos, Gen COP, Gen Temp, SR, NC, 24 VAC, 18 in Std | 217
Schneider | VT2327G13B020 | VB: 3/4 in, 2W, Zone, NPT, 7.5 Cv, 17 PSI; Act (AG13B020): 2-Pos, Gen COP, Gen Temp, SR, NC, 110 VAC, 120 VAC, 18 in Std | 217
Schneider | VT2327H13A020 | VB: 3/4 in, 2W, Zone, NPT, 7.5 Cv, 20 PSI; Act (AH13A020): 2-Pos, Hi COP, Gen Temp, SR, NC, 24 VAC, 18 in Std | 246
Schneider | VT2327H13B020 | VB: 3/4 in, 2W, Zone, NPT, 7.5 Cv, 20 PSI; Act (AH13B020): 2-Pos, Hi COP, Gen Temp, SR, NC, 110 VAC, 120 VAC, 18 in Std | 246
Schneider | VT2327H23A020 | VB: 3/4 in, 2W, Zone, NPT, 7.5 Cv, 20 PSI; Act (AH23A020): 2-Pos, Hi COP, Gen Temp, SR, NO, 24 VAC, 18 in Std | 256
Schneider | VT2327H23B020 | VB: 3/4 in, 2W, Zone, NPT, 7.5 Cv, 20 PSI; Act (AH23B020): 2-Pos, Hi COP, Gen Temp, SR, NO, 110 VAC, 120 VAC, 18 in Std | 256
Schneider | VT2337H13U020 | VB: 20 mm, 2W, Zone, Rp Internal, 7.5 Cv, 20 PSI; Act (AH13U020): 2-Pos, Hi COP, Gen Temp, SR, NC, 230 VAC and 240 VAC, 18 in Std | 257
Schneider | VT2341G13A020 | VB: 3/4 in, 2W, Zone, Inv Flare, 1 Cv, 60 PSI; Act (AG13A020): 2-Pos, Gen COP, Gen Temp, SR, NC, 24 VAC, 18 in Std | 224
Schneider | VT2341G13B020 | VB: 3/4 in, 2W, Zone, Inv Flare, 1 Cv, 60 PSI; Act (AG13B020): 2-Pos, Gen COP, Gen Temp, SR, NC, 110 VAC, 120 VAC, 18 in Std | 224
Schneider | VT2341G23A020 | VB: 3/4 in, 2W, Zone, Inv Flare, 1 Cv, 60 PSI; Act (AG23A020): 2-Pos, Gen COP, Gen Temp, SR, NO, 24 VAC, 18 in Std | 233
Schneider | VT2342G23A020 | VB: 3/4 in, 2W, Zone, Inv Flare, 2.5 Cv, 40 PSI; Act (AG23A020): 2-Pos, Gen COP, Gen Temp, SR, NO, 24 VAC, 18 in Std | 204
Schneider | VT2342G23B020 | VB: 3/4 in, 2W, Zone, Inv Flare, 2.5 Cv, 40 PSI; Act (AG23B020): 2-Pos, Gen COP, Gen Temp, SR, NO, 110 VAC, 120 VAC, 18 in Std | 204
Schneider | VT2342H13A020 | VB: 3/4 in, 2W, Zone, Inv Flare, 2.5 Cv, 50 PSI; Act (AH13A020): 2-Pos, Hi COP, Gen Temp, SR, NC, 24 VAC, 18 in Std | 224
Schneider | VT2342H13B020 | VB: 3/4 in, 2W, Zone, Inv Flare, 2.5 Cv, 50 PSI; Act (AH13B020): 2-Pos, Hi COP, Gen Temp, SR, NC, 110 VAC, 120 VAC, 18 in Std | 224
Schneider | VT2343G13A01A | VB: 3/4 in, 2W, Zone, Inv Flare, 3.5 Cv, 25 PSI; Act (AG13A01A): 2-Pos, Gen COP, Gen Temp, SR, NC, 24 VAC, Term Block, End switch | 203
Schneider | VT2343G13A0200F | VB: 3/4 in, 2W, Zone, Inv Flare, 3.5 Cv, 25 PSI; Act (AG13A0200F): 2-Pos, Gen COP, Gen Temp, SR, NC, 24 VAC, 18 in Std | 214
Schneider | VT2343G13A02A | VB: 3/4 in, 2W, Zone, Inv Flare, 3.5 Cv, 25 PSI; Act (AG13A02A): 2-Pos, Gen COP, Gen Temp, SR, NC, 24 VAC, 18 in Std, End switch | 203
Schneider | VT2343G23A020 | VB: 3/4 in, 2W, Zone, Inv Flare, 3.5 Cv, 25 PSI; Act (AG23A020): 2-Pos, Gen COP, Gen Temp, SR, NO, 24 VAC, 18 in Std | 204
Schneider | VT2343G23B020 | VB: 3/4 in, 2W, Zone, Inv Flare, 3.5 Cv, 25 PSI; Act (AG23B020): 2-Pos, Gen COP, Gen Temp, SR, NO, 110 VAC, 120 VAC, 18 in Std | 204
Schneider | VT2343H13A020 | VB: 3/4 in, 2W, Zone, Inv Flare, 3.5 Cv, 30 PSI; Act (AH13A020): 2-Pos, Hi COP, Gen Temp, SR, NC, 24 VAC, 18 in Std | 224
Schneider | VT2415G13A01A | VB: 1 in, 2W, Zone, Sweat, 5 Cv, 20 PSI; Act (AG13A01A): 2-Pos, Gen COP, Gen Temp, SR, NC, 24 VAC, Term Block, End switch | 318
Schneider | VT2415G13B02A | VB: 1 in, 2W, Zone, Sweat, 5 Cv, 20 PSI; Act (AG13B02A): 2-Pos, Gen COP, Gen Temp, SR, NC, 110 VAC, 120 VAC, 18 in Std, End switch | 318
Schneider | VT2415G23A020 | VB: 1 in, 2W, Zone, Sweat, 5 Cv, 20 PSI; Act (AG23A020): 2-Pos, Gen COP, Gen Temp, SR, NO, 24 VAC, 18 in Std | 319
Schneider | VT2417G13A020 | VB: 1 in, 2W, Zone, Sweat, 7.5 Cv, 17 PSI; Act (AG13A020): 2-Pos, Gen COP, Gen Temp, SR, NC, 24 VAC, 18 in Std | 257
Schneider | VT2417G13B020 | VB: 1 in, 2W, Zone, Sweat, 7.5 Cv, 17 PSI; Act (AG13B020): 2-Pos, Gen COP, Gen Temp, SR, NC, 110 VAC, 120 VAC, 18 in Std | 257
Schneider | VT2417H23A020 | VB: 1 in, 2W, Zone, Sweat, 7.5 Cv, 20 PSI; Act (AH23A020): 2-Pos, Hi COP, Gen Temp, SR, NO, 24 VAC, 18 in Std | 296
Schneider | VT2427G23A020 | VB: 1 in, 2W, Zone, NPT, 8 Cv, 17 PSI; Act (AG23A020): 2-Pos, Gen COP, Gen Temp, SR, NO, 24 VAC, 18 in Std | 281
Schneider | VT2427G23B020 | VB: 1 in, 2W, Zone, NPT, 8 Cv, 17 PSI; Act (AG23B020): 2-Pos, Gen COP, Gen Temp, SR, NO, 110 VAC, 120 VAC, 18 in Std | 281
Schneider | VT2517H13A020 | VB: 1-1/4 in, 2W, Zone, Sweat, 8 Cv, 20 PSI; Act (AH13A020): 2-Pos, Hi COP, Gen Temp, SR, NC, 24 VAC, 18 in Std | 320
Schneider | VT2517H23A020 | VB: 1-1/4 in, 2W, Zone, Sweat, 8 Cv, 20 PSI; Act (AH23A020): 2-Pos, Hi COP, Gen Temp, SR, NO, 24 VAC, 18 in Std | 330
Schneider | VT2517H23B020 | VB: 1-1/4 in, 2W, Zone, Sweat, 8 Cv, 20 PSI; Act (AH23B020): 2-Pos, Hi COP, Gen Temp, SR, NO, 110 VAC, 120 VAC, 18 in Std | 330
Schneider | VT3211G13A020 | VB: 1/2 in, 3W Mix/Div, Zone, Sweat, 1.5 Cv, 60 PSI; Act (AG13A020): 2-Pos, Gen COP, Gen Temp, SR, NC, 24 VAC, 18 in Std | 205
Schneider | VT3211G13B020 | VB: 1/2 in, 3W Mix/Div, Zone, Sweat, 1.5 Cv, 60 PSI; Act (AG13B020): 2-Pos, Gen COP, Gen Temp, SR, NC, 110 VAC, 120 VAC, 18 in Std | 205
Schneider | VT3211H13A020 | VB: 1/2 in, 3W Mix/Div, Zone, Sweat, 1.5 Cv, 75 PSI; Act (AH13A020): 2-Pos, Hi COP, Gen Temp, SR, NC, 24 VAC, 18 in Std | 234
Schneider | VT3212G13A020 | VB: 1/2 in, 3W Mix/Div, Zone, Sweat, 3 Cv, 40 PSI; Act (AG13A020): 2-Pos, Gen COP, Gen Temp, SR, NC, 24 VAC, 18 in Std | 205
Schneider | VT3212G13B020 | VB: 1/2 in, 3W Mix/Div, Zone, Sweat, 3 Cv, 40 PSI; Act (AG13B020): 2-Pos, Gen COP, Gen Temp, SR, NC, 110 VAC, 120 VAC, 18 in Std | 205
Schneider | VT3212H13A020 | VB: 1/2 in, 3W Mix/Div, Zone, Sweat, 3 Cv, 50 PSI; Act (AH13A020): 2-Pos, Hi COP, Gen Temp, SR, NC, 24 VAC, 18 in Std | 234
Schneider | VT3212H13B020 | VB: 1/2 in, 3W Mix/Div, Zone, Sweat, 3 Cv, 50 PSI; Act (AH13B020): 2-Pos, Hi COP, Gen Temp, SR, NC, 110 VAC, 120 VAC, 18 in Std | 234
Schneider | VT3213G13A020 | VB: 1/2 in, 3W Mix/Div, Zone, Sweat, 4 Cv, 25 PSI; Act (AG13A020): 2-Pos, Gen COP, Gen Temp, SR, NC, 24 VAC, 18 in Std | 205
Schneider | VT3213G13B020 | VB: 1/2 in, 3W Mix/Div, Zone, Sweat, 4 Cv, 25 PSI; Act (AG13B020): 2-Pos, Gen COP, Gen Temp, SR, NC, 110 VAC, 120 VAC, 18 in Std | 205
Schneider | VT3213G13U020 | VB: 1/2 in, 3W Mix/Div, Zone, Sweat, 4 Cv, 25 PSI; Act (AG13U020): 2-Pos, Gen COP, Gen Temp, SR, NC, 230 VAC and 240 VAC, 18 in Std | 216
Schneider | VT3213G14D020 | VB: 1/2 in, 3W Mix/Div, Zone, Sweat, 4 Cv, 25 PSI; Act (AG14D020): 2-Pos, Gen COP, Hi Temp, SR, NC, 208 VAC, 18 in Std | 242
Schneider | VT3213G14U02A | VB: 1/2 in, 3W Mix/Div, Zone, Sweat, 4 Cv, 25 PSI; Act (AG14U02A): 2-Pos, Gen COP, Hi Temp, SR, NC, 230 VAC and 240 VAC, 18 in Std, End switch | 249
Schneider | VT3213H13A020 | VB: 1/2 in, 3W Mix/Div, Zone, Sweat, 4 Cv, 30 PSI; Act (AH13A020): 2-Pos, Hi COP, Gen Temp, SR, NC, 24 VAC, 18 in Std | 234
Schneider | VT3222G13U020 | VB: 1/2 in, 3W Mix/Div, Zone, NPT, 3 Cv, 40 PSI; Act (AG13U020): 2-Pos, Gen COP, Gen Temp, SR, NC, 230 VAC and 240 VAC, 18 in Std | 222
Schneider | VT3223G13U020 | VB: 1/2 in, 3W Mix/Div, Zone, NPT, 4 Cv, 25 PSI; Act (AG13U020): 2-Pos, Gen COP, Gen Temp, SR, NC, 230 VAC and 240 VAC, 18 in Std | 222
Schneider | VT3312G13A020 | VB: 3/4 in, 3W Mix/Div, Zone, Sweat, 3 Cv, 40 PSI; Act (AG13A020): 2-Pos, Gen COP, Gen Temp, SR, NC, 24 VAC, 18 in Std | 253
Schneider | VT3312G13B020 | VB: 3/4 in, 3W Mix/Div, Zone, Sweat, 3 Cv, 40 PSI; Act (AG13B020): 2-Pos, Gen COP, Gen Temp, SR, NC, 110 VAC, 120 VAC, 18 in Std | 253
Schneider | VT3315H13A020 | VB: 3/4 in, 3W Mix/Div, Zone, Sweat, 5 Cv, 25 PSI; Act (AH13A020): 2-Pos, Hi COP, Gen Temp, SR, NC, 24 VAC, 18 in Std | 256
Schneider | VT3315H13B020 | VB: 3/4 in, 3W Mix/Div, Zone, Sweat, 5 Cv, 25 PSI; Act (AH13B020): 2-Pos, Hi COP, Gen Temp, SR, NC, 110 VAC, 120 VAC, 18 in Std | 256
Schneider | VT3317H13A020 | VB: 3/4 in, 3W Mix/Div, Zone, Sweat, 7.5 Cv, 20 PSI; Act (AH13A020): 2-Pos, Hi COP, Gen Temp, SR, NC, 24 VAC, 18 in Std | 256
Schneider | VT3322G13A020 | VB: 3/4 in, 3W Mix/Div, Zone, NPT, 3 Cv, 40 PSI; Act (AG13A020): 2-Pos, Gen COP, Gen Temp, SR, NC, 24 VAC, 18 in Std | 237
Schneider | VT3322G13B020 | VB: 3/4 in, 3W Mix/Div, Zone, NPT, 3 Cv, 40 PSI; Act (AG13B020): 2-Pos, Gen COP, Gen Temp, SR, NC, 110 VAC, 120 VAC, 18 in Std | 237
Schneider | VT3323G13A020 | VB: 3/4 in, 3W Mix/Div, Zone, NPT, 4 Cv, 25 PSI; Act (AG13A020): 2-Pos, Gen COP, Gen Temp, SR, NC, 24 VAC, 18 in Std | 237
Schneider | VT3323G13B020 | VB: 3/4 in, 3W Mix/Div, Zone, NPT, 4 Cv, 25 PSI; Act (AG13B020): 2-Pos, Gen COP, Gen Temp, SR, NC, 110 VAC, 120 VAC, 18 in Std | 237
Schneider | VT3323G13U020 | VB: 3/4 in, 3W Mix/Div, Zone, NPT, 4 Cv, 25 PSI; Act (AG13U020): 2-Pos, Gen COP, Gen Temp, SR, NC, 230 VAC and 240 VAC, 18 in Std | 248
Schneider | VT3325G13A020 | VB: 3/4 in, 3W Mix/Div, Zone, NPT, 5 Cv, 20 PSI; Act (AG13A020): 2-Pos, Gen COP, Gen Temp, SR, NC, 24 VAC, 18 in Std | 237
Schneider | VT3325G13B020 | VB: 3/4 in, 3W Mix/Div, Zone, NPT, 5 Cv, 20 PSI; Act (AG13B020): 2-Pos, Gen COP, Gen Temp, SR, NC, 110 VAC, 120 VAC, 18 in Std | 237
Schneider | VT3325G13U020 | VB: 3/4 in, 3W Mix/Div, Zone, NPT, 5 Cv, 20 PSI; Act (AG13U020): 2-Pos, Gen COP, Gen Temp, SR, NC, 230 VAC and 240 VAC, 18 in Std | 248
Schneider | VT3327G13A020 | VB: 3/4 in, 3W Mix/Div, Zone, NPT, 7.5 Cv, 17 PSI; Act (AG13A020): 2-Pos, Gen COP, Gen Temp, SR, NC, 24 VAC, 18 in Std | 237
Schneider | VT3327G13B020 | VB: 3/4 in, 3W Mix/Div, Zone, NPT, 7.5 Cv, 17 PSI; Act (AG13B020): 2-Pos, Gen COP, Gen Temp, SR, NC, 110 VAC, 120 VAC, 18 in Std | 237
Schneider | VT3327G13U020 | VB: 3/4 in, 3W Mix/Div, Zone, NPT, 7.5 Cv, 17 PSI; Act (AG13U020): 2-Pos, Gen COP, Gen Temp, SR, NC, 230 VAC and 240 VAC, 18 in Std | 248
Schneider | VT3341G13A020 | VB: 3/4 in, 3W Mix/Div, Zone, Inv Flare, 1.5 Cv, 60 PSI; Act (AG13A020): 2-Pos, Gen COP, Gen Temp, SR, NC, 24 VAC, 18 in Std | 245
Schneider | VT3341G13B020 | VB: 3/4 in, 3W Mix/Div, Zone, Inv Flare, 1.5 Cv, 60 PSI; Act (AG13B020): 2-Pos, Gen COP, Gen Temp, SR, NC, 110 VAC, 120 VAC, 18 in Std | 245
Schneider | VT3342G13A020 | VB: 3/4 in, 3W Mix/Div, Zone, Inv Flare, 3 Cv, 40 PSI; Act (AG13A020): 2-Pos, Gen COP, Gen Temp, SR, NC, 24 VAC, 18 in Std | 245
Schneider | VT3342G13B020 | VB: 3/4 in, 3W Mix/Div, Zone, Inv Flare, 3 Cv, 40 PSI; Act (AG13B020): 2-Pos, Gen COP, Gen Temp, SR, NC, 110 VAC, 120 VAC, 18 in Std | 245
Schneider | VT3343G13U020 | VB: 3/4 in, 3W Mix/Div, Zone, Inv Flare, 4 Cv, 25 PSI; Act (AG13U020): 2-Pos, Gen COP, Gen Temp, SR, NC, 230 VAC and 240 VAC, 18 in Std | 222
Schneider | VT3417G13A020 | VB: 1 in, 3W Mix/Div, Zone, Sweat, 7.5 Cv, 17 PSI; Act (AG13A020): 2-Pos, Gen COP, Gen Temp, SR, NC, 24 VAC, 18 in Std | 279
Schneider | VT3417G13B020 | VB: 1 in, 3W Mix/Div, Zone, Sweat, 7.5 Cv, 17 PSI; Act (AG13B020): 2-Pos, Gen COP, Gen Temp, SR, NC, 110 VAC, 120 VAC, 18 in Std | 279
Schneider | VT3427H13A020 | VB: 1 in, 3W Mix/Div, Zone, NPT, 8 Cv, 20 PSI; Act (AH13A020): 2-Pos, Hi COP, Gen Temp, SR, NC, 24 VAC, 18 in Std | 318
Schneider | VT3427H13B020 | VB: 1 in, 3W Mix/Div, Zone, NPT, 8 Cv, 20 PSI; Act (AH13B020): 2-Pos, Hi COP, Gen Temp, SR, NC, 110 VAC, 120 VAC, 18 in Std | 318
Schneider | VT3517G13A020 | VB: 1-1/4 in, 3W Mix/Div, Zone, Sweat, 8 Cv, 17 PSI; Act (AG13A020): 2-Pos, Gen COP, Gen Temp, SR, NC, 24 VAC, 18 in Std | 385
Schneider | VM2221 | VB: 1/2 in, 2W, Zone, NPT, 1 Cv | 87
Schneider | VM2222 | VB: 1/2 in, 2W, Zone, NPT, 2 Cv | 87
Schneider | VM2223 | VB: 1/2 in, 2W, Zone, NPT, 4 Cv | 87
Schneider | VM2321 | 3/4" Erie PopTop™ 2-Way Zone Valve Body with NPT Fitting, Modulating, General Temperature, ANSI 300, Cv = 1 | 183
Schneider | VM2413 | VB: 1 in, 2W, Zone, Sweat, 4 Cv | 243
Schneider | VM2417 | VB: 1 in, 2W, Zone, Sweat, 7.5 Cv | 243
Schneider | VM2427 | VB: 1 in, 2W, Zone, NPT, 8 Cv | 186
Schneider | VM2437 | VB: 25 mm, 2W, Zone, Rp Internal, 7.5 Cv | 187
Schneider | VM3212 | VB: 1/2 in, 3W Mix/Div, Zone, Sweat, 3 Cv | 94
Schneider | VM3213 | VB: 1/2 in, 3W Mix/Div, Zone, Sweat, 4 Cv | 94
Schneider | VM3252 | VB: 15 mm, 3W Mix/Div, Zone, SAE Flare, 2 Cv | 314
Schneider | VM3437 | VB: 25 mm, 3W Mix/Div, Zone, Rp Internal, 7.5 Cv | 203
Schneider | VM3517 | VB: 1-1/4 in, 3W Mix/Div, Zone, Sweat, 8 Cv | 315
Schneider | VS2212 | VB: 1/2 in, 2W, Zone, Sweat, 2.5 Cv | 73
Schneider | VS2213 | VB: 1/2 in, 2W, Zone, Sweat, 3.5 Cv | 73
Schneider | VS2342 | VB: 3/4 in, 2W, Zone, Inverted Flare, 2.5 Cv | 97
Schneider | VS2517 | VB: 1-1/4 in, 2W, Zone, Sweat, 8 Cv | 243
Schneider | VS3222 | VB: 1/2 in, 3W Mix/Div, Zone, NPT, 3 Cv | 94
Schneider | VS3231 | ZV: On/Off (S), 3W, 15mm Sz, Brass, Rp Threaded, 1.5 Cv | 94
Schneider | VS3232 | ZV: On/Off (S), 3W, 15mm Sz, Brass, Rp Threaded, 3.0 Cv | 94
Schneider | VS3233 | ZV: On/Off (S), 3W, 15mm Sz, Brass, Rp Threaded, 4.0 Cv | 94
Schneider | VS3251 | ZV: On/Off (S), 3W, 1/2" Sz, Brass, SAE Flare, 1.5 Cv | 251
Schneider | VS3252 | ZV: On/Off (S), 3W, 1/2" Sz, Brass, SAE Flare, 3.0 Cv | 251
Schneider | VS3253 | ZV: On/Off (S), 3W, 1/2" Sz, Brass, SAE Flare, 4.0 Cv | 251
Schneider | VS3341 | ZV: On/Off (S), 3W, 3/4" Sz, Brass, Flare, 1.5 Cv | 94
Schneider | VT2221 | VB: 1/2 in, 2W, Zone, NPT, 1 Cv | 70
Schneider | VT2222 | VB: 1/2 in, 2W, Zone, NPT, 2.5 Cv | 70
Schneider | VT2223 | VB: 1/2 in, 2W, Zone, NPT, 3.5 Cv | 70
Schneider | VT2231 | VB: 15 mm, 2W, Zone, Rp Internal, 1 Cv | 70
Schneider | VT2233 | VB: 15 mm, 2W, Zone, Rp Internal, 3.5 Cv | 70
Schneider | VT2253 | VB: 1/2 in, 2W, Zone, SAE Flare, 3.5 Cv | 183
Schneider | VT2341 | VB: 3/4 in, 2W, Zone, Inverted Flare, 1 Cv | 99
Schneider | VT2342 | VB: 3/4 in, 2W, Zone, Inverted Flare, 2.5 Cv | 70
Schneider | VT2343 | VB: 3/4 in, 2W, Zone, Inverted Flare, 3.5 Cv | 70
Schneider | VT2413 | VB: 1 in, 2W, Zone, Sweat, 3.5 Cv | 185
Schneider | VT2415 | VB: 1 in, 2W, Zone, Sweat, 5 Cv | 185
Schneider | VT3221 | VB: 1/2 in, 3W Mix/Div, Zone, NPT, 1.5 Cv | 86
Schneider | VT3222 | VB: 1/2 in, 3W Mix/Div, Zone, NPT, 3 Cv | 86
Schneider | VT3223 | VB: 1/2 in, 3W Mix/Div, Zone, NPT, 4 Cv | 86
Schneider | VT3233 | VB: 15 mm, 3W Mix/Div, Zone, Rp Internal, 4 Cv | 86
Schneider | VT3251 | ZV: On/Off (G), 3W, 1/2" Sz, Brass, SAE Flare, 1.5 Cv | 249
Schneider | VT3312 | VB: 3/4 in, 3W Mix/Div, Zone, Sweat, 3 Cv | 128
Schneider | VT3343 | VB: 3/4 in, 3W Mix/Div, Zone, Inverted Flare, 4 Cv | 86
Schneider | VT3415 | VB: 1 in, 3W Mix/Div, Zone, Sweat, 5 Cv | 215