## Sheet1
Model Number | Part Number | Description | List Price
BTX-1 | 175-083897 | BATTERY SET 12V 33AH | 1216
BTX-2 | 175-083898 | BATTERY SET 12V 55AH | 1648
BT-34 | 175-387140 | BATTERY SET 6V 12AH | 910
BT-33 | 175-387141 | BATTERY SET 12V 7AH | 563
BP-61 | 175-387194 | BATTERY SET 12V 18AH | 899
SB-5R | 310-019860 | SRFC MNTG BX,MS-51,500,MSX-1 SE | 40
SB-15 | 310-087863 | SURFACE MNTG BOX MS-151,157,M | 65
EN-PAD | 310-099073 | BLACK ENCLOSURE FOR PAD-3 | 242
EN-PADR | 310-099150 | RED ENCLOSURE FOR PAD-3 | 253
DT-135R | 500-019614 | RATE OF RISE/FIXED TEMP 135 DEG | 54
DT-200R | 500-019615 | RATE OF RISE/FIXED TEMP 200 DEG | 54
DT-135F | 500-019616 | FIXED TEMPERATURE 135 DEG. | 54
DT-200F | 500-019617 | FIXED TEMPERATURE 200 DEG. | 54
SCM-8 | 500-033040 | (8) SWITCH MODULE MOUNTS TO ID-MP | 450
ZIC-4A | 500-033050 | 4 NAC ZONES (CODED OR NON-CODED SYNC, OR NON SYNC STROBE, MT,LL., RELEASING) 3A EACH MAX., CLASS A OR B ONE CARD SLOT CC-5/CC-2 | 1440
DLC | 500-033090 | INTELLIGENT DEVICE LOOP CARD (2 LOOPS/252 ADDRESSES TOTAL) ONE CARD SLOT CC-5/CC-2 | 2655
LCM-8 | 500-033100 | (8) LED MODULE MOUNTS TO ID-MP | 430
CSB | 500-033130 | CAN SOUNDER BOARD (FOR REMOTELY MOUNTED SCM/FCM FOR KEY PRESS AUDIBLE FEEDBACK) MOUNTS TO SCM/FCM | 111
FCM-6 | 500-033140 | (6) FAN CONTROL SWITCH MODULE MOUNTS TO ID-MP | 825
OCM-16 | 500-033150 | OUTPUT CONTROL MODULE; (16) MOUNTS TO REMBOX-MP'S OR IN CUSTOM GRAPHIC | 666
HLIM | 500-033170 | LINE ISOLATOR | 156
HMS-S | 500-033200 | MANUAL STATION - SINGLE ACTION | 293
ADBH-11 | 500-033210 | Audible Base (used with H-series detectors only) | 295
DB-HR | 500-033220 | RELAY BASE (for use with H-Series detectors only) | 125
RL-HC | 500-033230 | REMOTE LAMP-CEILING | 42
NIC-C | 500-033240 | NETWORK INTERFACE CARD - H-NET, OR X-NET, AND CAN ONE CARD SLOT CC-5/CC-2 | 1117
CRC-6 | 500-033250 | (6) FORM 'C' RELAYS (LOGIC CONTROLLED) ONE CARD SLOT CC-5/CC-2 | 945
DPU | 500-033260 | Device Programmer/Loop Tester | 1758
RPM | 500-033270 | REMOTE PRINTER MODULE (RS232, PARALLEL PRINTER PORT) FIELD MOUNTED | 1997
HTRI-R | 500-033300 | Single Input Monitor Module with Relay | 322
RL-HW | 500-033310 | REMOTE LAMP-WALL | 42
BCM | 500-033320 | INNER DOOR BLANK PLATE (4 PLATE IN PACKAGE) MOUNTS TO ID-MP | 259
PSC-12 | 500-033340 | 12A@24VDC POWER SUPPLY & 100AH BATTERY CHARGER, CONTAINS 4 RELAYS BACKBOX - 1 POSITION | 3755
HTSW-1 | 500-033350 | TAMPER SWITCH FOR CAB'S AND REMBOX'S MOUNTS TO CAB/REMBOX INNER DOORS | 89
HTRI-D | 500-033360 | Dual Input Monitor Module | 322
HTRI-S | 500-033370 | Single Input Monitor Module | 247
PTB | 500-033390 | POWER TERMINATION BOARD REQUIRED FOR APPLICATIONS WHICH USE MORE THAN ONE PSX-12) MOUNTS IN CAB'S | 474
HMS-D | 500-033400 | MANUAL STATION -DUAL ACTION | 275
RNI | 500-033420 | REMOTE NETWORK INTERFACE (REQUIRED FOR REMOTE, LVM,FMT SCM/LCM/ FCM APPLICATIONS) MOUNTS IN REMBOX'S | 880
HMS-M | 500-033450 | METAL MANUAL STATION - SINGLE ACTION | 263
HMS-2S | 500-033460 | 2-STAGE MANUAL STATION | 291
DPU-C1 | 500-033990 | DPU Carrying Case | 252
HTRI-M | 500-034000 | Mini Single Input Module | 217
DPU-RPT | 500-034020 | LABEL PRINTER AND CARRYING CASE | 3324
SIM-16 | 500-034060 | SUPERVISED INPUT MODULE; (16) SUPERVISED INPUTS (WITH 2 CONTROL RELAYS) OUTPUTS TO DRIVE LED'S OR RELAYS MOUNTS TO REMBOX-MP'S OR IN CUSTOM GRAPHIC | 666
LVM | 500-034090 | LIVE VOICE MASTER MICROPHONE INNER DOOR - 1 POSITION (MUST LEAVE SPACE BEHIND OPEN) | 1501
FMT | 500-034100 | FIREFIGHTERS MASTER TELEPHONE INNER DOOR - 1 POSITION (MUST LEAVE SPACE BEHIND OPEN) | 1501
TZC-8B | 500-034110 | TELEPHONE ZONE CARD - 8 ZONES CLASS B ONE CARD SLOT CC-5/CC-2 | 1395
PSX-12 | 500-034120 | 12A POWER SUPPLY EXTENDER (CONTAINS NO BATTERY CHARGER SHARES PSC-12 CHARGER) CAB-MP - 1 POSITION | 3112
HMS-SA | 500-034150 | MANUAL STATION SINGLE ACTION W/ AUXILIARY CONTACT | 359
SSD | 500-034170 | REMOTE LCD DISPLAY (NO CONTROL OR MENU CAPABILITY) FIELD MOUNTED | 1501
CDC-4 | 500-034200 | CONVENTIONAL DETECTOR CARD | 1074
XND | 500-034731 | LAPTOP UPLOAD ADAPTER | 688
SSD-INT | 500-034740 | SSD-INT | 2073
SSD-C-INT | 500-034750 | SSD-C-INT | 2500
HZM | 500-034850 | CONVENTIONAL ZONE MODULE | 254
HCP | 500-034860 | Intelligent Control Point | 337
XMI | 500-034870 | XLS TO MXL INTERFACE BOARD | 280
DAC-NET | 500-035100 | DIGITAL AUDIO CARD (STAND ALONE OR MASTER SLAVE NETWORK VOICE APPLICATIONS) ONE CARD SLOT CC-5/CC-2 | 2147
LPB | 500-035200 | LOCAL PAGE BOARD MOUNTS ON DAC-NET | 1074
AIC | 500-035300 | AUDIO INPUT CARD-USE TO INPUT EXTERNAL AUDIO SIGNALS INTO SYS. ONE CARD SLOT CC-5/CC-2 | 1652
ZAC-40 | 500-035400 | ZONE AMP CARD-40 WATTS (25V,70V OR 100V) ONE CARD SLOT CC-5/CC-2 | 1661
ZAM-180 | 500-035600 | ZONE AMP MODULE-180 WATTS (25V, 70V OR 100V) CAB-MP - 1 POSITION | 3649
ILED-HW | 500-048637 | INTEL LAMP WALL | 118
DA-304 | 500-048758 | DUCT HOUSING COVER FOR 11 SERIES | 235
ILED-HC | 500-048809 | INTEL LAMP-CEILING | 118
HUB-4 | 500-048820 | HUB-4 SUB-ASSEMBLY | 5389
PAD-4-ENCL | 500-050081 | PAD-4 NAC expander enclosure | 232
F5000 | 500-050261 | REFLECTIVE BEAM SMOKE DETECTOR SYSTEM ALLOWS 2 BEAM DETECTOR HEADS PER CONTROLLER KIT INCLUDES CONTROLLER, DETECTOR AND PRISM | 2228
23901 | 500-050269 | REPLACEMENT PRISM FOR REFLECTIVE BEAM DETECTOR | 137
1010-000 | 500-050270 | LONG RANGE PRISM KIT - INCLUDES (3) ADDITIONAL PRISMS | 400
0209 | 500-050272 | REPLACEMENT OBSCURATION TEST FILTER FOR F2000 | 22
5000-201 | 500-050273 | Fireray 5000 Adjustment Bracket Adjustment bracket for Fireray 5000 offering 360 Deg rotation plus 130 Deg adjustment. | 409
1031-000 | 500-050274 | SURFACE MOUNT WALL BRACKET FOR PRISMS (Black) | 246
1050-000 | 500-050275 | 4 Reflector Adjustment Bracket. This is a combination of both the 5000-007 prism plate and the 5000-201 compound angle alignment braket in one box. Does not include the 1010-000 Long Range Prism kit which must be ordered separately. White in color. | 585
5000-008 | 500-050276 | SINGLE PRISM ALIGNMENT ADAPTOR PLATE REQUIRES 5000-005. | 213
5000-009 | 500-050277 | F5000 METAL CONTROLLER BACK BOX | 181
5000-010 | 500-050278 | SEMI-FLUSH METAL TRIM PLATE FOR 5000-009 | 79
5000-011 | 500-050279 | DETECTOR SURFACE MOUNT UNI-BOX | 175
5000-012 | 500-050280 | COVER PLATE FOR MOUNTING F5000 OR F5000-031 TO DOUBLE GANG ELECTRICAL BOX | 100
5000-014 | 500-050281 | CEILING PENDANT MOUNT BRACKET BRACKET FOR F5000, F5000-031 | 790
FMT-A-ADPT | 500-050338 | CLASS A TELEPHONE RISER ADAPTER | 329
DB-X3RS | 500-083248 | SERIES-3 MOUNTING BASE WITH RELAY | 128
DT-135WP | 500-087260 | RATE COMP. FIXED 135 DEG. WTHPRF | 136
DT-200WP | 500-087261 | RATE COMP. FIXED 200 DEG. WTHPRF | 136
DB-11 | 500-094151 | 6" DETECTOR BASE ASSY | 17
DB-11E | 500-094151E | 4" DETECTOR BASE ASSY | 22
DB-ADPT | 500-094187 | DB-ADPT DB-11 TO DB-3 BASE ADPT | 47
DA-X3SR | 500-095022 | DUCT RELAY MODULE (INTELLIGENT) | 143
ADB-11 | 500-096117 | ADB-11 AUDIBLE BASE FOR OH121 AND OP121 | 160
DB-X11RS | 500-096125 | SERIES-11 MOUNTING BASE WITH RELAY FOR MXL | 114
ADBX-11 | 500-096181 | AUDIBLE BASE FOR FP-11 | 360
DGH-11 | 500-096397 | DETECTOR GUARD FOR HFP-11, HFPO-11, FP-11 | 171
ADBI-60A | 500-099357 | AUDIBLE BASE FOR SERIES 3 | 178
WAIO | 500-234968 | WIDE AREA INPUT OUTPUT MODULE THAT INCLUDES 4 DRY CONTACT INPUTS AND 4 OPEN COLLECTOR OUTPUTS | 3020
FTS | 500-299448 | REMOTE WARDENS TELEPHONE STATION MOUNTS IN FB-300 OR FB-301 | 300
FTS-C | 500-299450 | REMOTE WARDENS TELEPHONE STATION ARMORED CABLE MOUNTS IN FB-300 OR FB-301 | 313
FTS-PCL | 500-299451 | REMOTE WARDENS TELEPHONE STATION ARMORED CABLE, LED & PUSH TO TALK MOUNTS IN FB-300 OR FB-301 | 461
FTS-P | 500-299452 | REMOTE WARDENS TELEPHONE STATION PUSH TO TALK MOUNTS IN FB-300 OR FB-301 | 389
FTS-CL | 500-299453 | REMOTE WARDENS TELEPHONE STATION ARMORED CABLE & LED MOUNTS IN FB-300 OR FB-301 | 465
TRAM-208 | 500-337019 | 8 POINT LED ANNUNCIATOR | 705
RL-30 | 500-390671 | REMOTE LAMP, RND PLATE FOR OCTG | 106
RL-40 | 500-390672 | REMOTE LAMP, RCTGL PLATE FOR SWITCH | 106
RLI-1 | 500-390673 | ONE LED LAMP, ROUND PLATE | 80
RLI-2 | 500-390674 | ONE LED LAMP, RECTANGULAR LAMP | 80
FP2011-U1 | 500-450222 | Power Supply (170 W) | 424
PS-5A | 500-492369 | PS-5A PWR SUP MOD | 724
TXR-320 | 500-537020 | TXR-320 6 ZONE DELUG / EXTING PANEL | 2254
SDH-2A | 500-614186 | 120VAC CONCEALED WIRING | 279
SDH-3A | 500-614187 | 120VAC SURFACE WIRING | 279
SDH-4A | 500-614188 | 120VAC RECESSED DOOR | 535
SDH-5A | 500-614189 | 120VAC FLR MTG SINGLE DOOR | 646
SDH-7A | 500-614191 | 120 VAC SLIDING DOOR | 824
SDH-8A | 500-614192 | 120VAC OVERHEAD DOOR | 713
ADAPT PLATE | 500-618020 | ADAPTER PLATE DECORATOR RING | 189
LTP | 500-620490 | PKG OF 2 RESET KEYS | 10
MS-51 | 500-620503 | MANUAL STATIONS N.O. SPST | 91
MS-501 | 500-620522 | MANUAL STN. DOUBLE ACTION SPST | 126
MH-501 | 500-622543 | AGENT RELEASE DUAL ACTION MANUAL PULL STATION | 158
FT-GLS | 500-624347 | REPLACEMENT GLASS FOR FC-300 FIELD MOUNTED | 90
FB-301 | 500-624388 | SURF BB FOR REMOTE TEL. STATION STATION FIELD MOUNTED | 199
CAB1 | 500-633007 | SMALL (ONE ROW) ENCLOSURE-SHIPS ASSEMBLED AS A COMPLETE PACKAGE IN A SINGLE BOX CONTAINING (1) BACKBOX, (1) INNER DOOR, (1) OUTER DOOR AND (1) CLEAR LENS (OD-LP). (BLACK) FIELD MOUNTED | 1159
CAB2-BD | 500-633008 | MEDIUM ENCLOSURE INNER & OUTER DOORS - BLACK MOUNTS TO CAB2-BB | 1366
CAB2-BB | 500-633009 | MEDIUM SIZE (2 ROW) ENCLOSURE BACKBOX - BLACK FIELD MOUNTED | 880
CAB3-BD | 500-633010 | LARGE ENCLOSURE INNER & OUTER DOORS - BLACK MOUNTS TO CAB3-BB | 1700
CAB3-BB | 500-633011 | LARGE SIZE (3 ROW) ENCLOSURE BACKBOX - BLACK FIELD MOUNTED | 1070
CAB-MP | 500-633012 | CAB-MP MOUNTING PLATE (1 ROW) MOUNTS IN CAB'S | 138
CAB1-TK | 500-633013 | CAB1 SEMI FLUSH MNT TRIM KIT BLK MOUNTS TO CAB1 | 344
CAB2-TK | 500-633014 | MEDIUM ENCLOSURE SEMI FLUSH TRIM KIT-BLACK MOUNTS TO CAB2-BB | 450
CAB3-TK | 500-633015 | LARGE ENCLOSURE SEMI FLUSH TRIM KIT - BLACK MOUNTS TO CAB3-BB | 942
OD-LP | 500-633016 | CLEAR LENS FOR CAB DOOR MOUNTS TO CAB OUTER DOOR | 95
OD-BP | 500-633017 | CAB OUTER DOOR BLANK PLATE MOUNTS TO CAB OUTER DOOR INNER AND OUTER DOOR INTERCHANGEABLE | 114
OD-GP | 500-633018 | CAB OUTER DOOR GRILL PLATE MOUNTS TO CAB OUTER DOOR | 181
ID-MP | 500-633027 | INNER DOOR CONTROL MODULE MOUNTING PLATE (4 PLATES PER PACKAGE) EACH PLATE HOLDS UP TO (4) SCM-8LCM-8/BCM OR (2) FCM-6 MOUNTS TO CAB/REMBOX INNER DOORS | 430
ID-SP | 500-633028 | INNER DOOR SINGLE BLANK PLATE (2 PER PACKAGE) MOUNTS TO CAB/REMBOX INNER DOORS | 114
CC-5 | 500-633037 | CARDCAGE (5 SLOTS) FOR ALL CARDS BACKBOX - 2 POSITIONS | 1019
CC-2 | 500-633440 | CARDCAGE (2 SLOTS)- ALL CARDS CAB-MP - 1 POSITION | 560
CAB1R | 500-633728 | SAME AS CAB1-W/ RED ENCLOSURE FIELD MOUNTED | 1159
CAB1R-TK | 500-633729 | CAB1R SEMI FLUSH MNT TRIM KIT RED MOUNTS TO CAB1R | 486
CAB2R-TK | 500-633753 | MEDIUM ENCLOSURE SEMI FLUSH TRIM KIT - RED MOUNTS TO CAB2-RB | 633
CAB3R-TK | 500-633754 | LARGE ENCLOSURE TRIM KIT - RED MOUNTS TO CAB3-RB | 949
CAB2-RD | 500-633755 | MEDIUM ENCLOSURE INNER & OUTER DOORS - RED MOUNTS TO CAB2-RB | 1781
CAB3-RD | 500-633757 | LARGE ENCLOSURE INNER & OUTER DOORS - RED MOUNTS TO CAB3-RB | 2102
CAB2-XBD | 500-633768 | MEDIUM ENCLOSURE TRANSPONDER DOOR - BLACK MOUNTS TO CAB2-BB | 942
CAB3-XBD | 500-633769 | LARGE ENCLOSURE TRANSPONDER DOOR - BLACK MOUNTS TO CAB3-BB | 1051
REMBOX2 | 500-633772 | SMALL REMOTE LOBBY ENCLOSURE PROVIDES MOUNTING SPACE FOR, LVM OR FMT OR REMOTE SWITCH AND LED MODULES (8) LCM/SCM OR (4) FCM MAX. FIELD MOUNTED | 1223
DFM-BRK | 500-633779 | DNET MODULE MNT BOARD | 570
CAB2-XRD | 500-633792 | MEDIUM ENCLOSURE TRANSPONDER DOOR - RED MOUNTS TO CAB2-RB | 924
CAB3-XRD | 500-633793 | LARGE ENCLOSURE TRANSPONDER DOOR - RED MOUNTS TO CAB3-RB | 1031
REMBOX4 | 500-633914 | LARGE REMOTE LOBBY ENCLOSURE PROVIDES MOUNTING SPACE FOR, LVM OR FMT OR REMOTE SWITCH AND LED MODULES (16) LCM/SCM OR (8) FCM MAX. FIELD MOUNTED | 1652
CAB-BATT | 500-633917 | ENCLOSURE FOR 100AH BATTERIES | 666
AC-ADPT | 500-633992 | TECHNICIANS LAPTOP AC POWER ADAPTER CABLE FOR PSC-12/PTB (FOR SERVICE USE ONLY) | 111
REMBOX2-MP | 500-634211 | OPTIONAL MOUNTING PLATE FOR REMBOX2 -REQ. TO MOUNT UP TO (4) SIM-16 OR OCM-16 MOUNTS IN REMBOX2 | 172
REMBOX4-MP | 500-634212 | OPTIONAL MOUNTING PLATE FOR REMBOX4 - REQ. TO MOUNT UP TO (8) SIM-16 OR OCM-16 MOUNTS IN REMBOX4 | 194
CAB1-X | 500-634369 | CAB1-X ENCL/OUTER DR/MTG PLT | 1531
D2300-MP | 500-634758 | MOUNTING PLATE TO HOLD UP TO 2 D2300CP MODULES AND 1 PS5A MODULE | 309
SSD-C-REM | 500-634773 | REMOTE LCD DISPLAY W CONTROL MOUNTED ON PANEL INNER DOOR OR REMBOX | 1717
PTB-RK | 500-634774 | MOUNTS UP TO 2 PTB5 | 509
MPR-RK | 500-634775 | MOUNTS MODULES CC-5/CC-2 /PSC-12/PSX-12/ZAM-180 | 601
MPF-RK | 500-634776 | MOUNTS MODULES PMI/PMI-2/LVM /FMT/FCM-6/LCM-6/SCM-8 | 773
BP-RK | 500-634777 | BLANK PLATE | 773
XLS-RK19 | 500-634778 | 19" RACK INCLUDES RACK, DOOR & ALL SIDE PANELS | 9008
PMI-UK | 500-634780 | PMI-UK UPGRADE KIT (BOOT ROM) JUMPERS FOR ZIC 24V POWER | 146
MOM2-XMP | 500-634822 | MOUNTING PLATE TO MOUNT NIM-1W AND NIM-1M FOR XET BRIDGE | 211
ZIC-JMPR | 500-634878 | JUMPER SET | 131
PSC-CBL-24 | 500-634879 | 24" CABLE FROM PTB TO PSC-12 | 45
S-HQ | 500-634880 | 8" CEILING SPEAKER WHITE | 151
SE-1 | 500-634881 | 8" CEILING SPEAKER BACK BOX | 36
SB-W | 500-634882 | 8" SPEAKER SUPPORT BRIDGE | 28
DFM | 500-634910 | D-NET FIBER MODULE | 972
OD-BP-R | 500-634919 | CAB OUTER DOOR BLANK PLATE - RED MOUNTS TO CAB OUTER DOOR | 208
OD-GP-R | 500-634920 | CAB OUTER DOOR GRILL PLATE - RED MOUNTS TO CAB OUTER DOOR | 232
CAB-BATT-R | 500-634925 | ENCLOSURE FOR 100AH BATTERIES - RED | 666
CAB2-RB | 500-634941 | MEDIUM SIZE (2 ROW) ENCLOSURE BACKBOX - RED FIELD MOUNTED | 880
CAB3-RB | 500-634942 | LARGE SIZE (3 ROW) ENCLOSURE BACKBOX - RED FIELD MOUNTED | 1070
MH115-R | 500-636000 | MECHANICAL HORN 115VAC RED | 99
B10-115-R | 500-636001 | 10" BELL 115VAC RED | 163
B6-24AC-R | 500-636002 | 6" BELL 24VAC RED | 121
AH-R | 500-636003 | AH HORN RED | 72
AH-W | 500-636004 | AH HORN WHITE | 72
AH-R-WP | 500-636005 | AH HORN RED WEATHERPROOF | 70
AS-MC-CR | 500-636006 | AS HORN MULTI CANDELA CEILING RED | 160
AS-MC-CW | 500-636007 | AS HORN MULTI CANDELA CEILING WHITE | 160
AS-HMC-CR | 500-636008 | AS HORN HI MULTI CANDELA RED CEILING | 174
AS-HMC-CW | 500-636009 | AS HORN HI MULTI CANDELA WHITE CEILING | 174
AS-MC-R | 500-636010 | AS HORN MULTI CANDELA RED | 160
AS-MC-W | 500-636011 | AS HORN MULTI CANDELA WHITE | 160
AS-HMC-R | 500-636012 | AS HORN HI MULTI CANDELA RED | 174
AS-HMC-W | 500-636013 | AS HORN HI MULTI CANDELA WHITE | 174
AS-75-CR-WP | 500-636015 | AS HORN 75CD CEILING RED WEATHERPROOF | 161
AS-75-R-WP | 500-636016 | AS HORN 75CD RED WEATHERPROOF | 161
CH-MC-R | 500-636017 | CHIME MULTI CANDELA RED | 306
CH-MC-W | 500-636018 | CHIME MULTI CANDELA WHITE | 306
CH-R | 500-636019 | CHIME RED | 143
CH-W | 500-636020 | CHIME WHITE | 143
CH-MC-CR | 500-636021 | CHIME MULTI CANDELA RED CEILING | 306
CH-MC-CW | 500-636022 | CHIME MULTI CANDELA WHITE CEILING | 306
CH-HMC-CW | 500-636023 | CHIME HI MULTI CANDELA WHITE CEILING | 327
CH-CW | 500-636024 | CHIME WHITE CEILING | 143
SE-MC-R | 500-636025 | E SPEAKER MULTI CANDELA RED | 198
SE-MC-W | 500-636026 | E SPEAKER MULTI CANDELA WHITE | 198
SE-HMC-R | 500-636027 | E SPEAKER HI MULTI CANDELA RED | 213
SE-HMC-W | 500-636028 | E SPEAKER HI MULTI CANDELA WHITE | 213
SE-R | 500-636029 | E SPEAKER RED | 70
SE-W | 500-636030 | E SPEAKER WHITE | 70
SE-MC-CR | 500-636031 | E SPEAKER MULTI CANDELA RED CEILING | 198
SE-MC-CW | 500-636032 | E SPEAKER MULTI CANDELA WHITE CEILING | 198
SE-HMC-CR | 500-636033 | E SPEAKER HI MULTI CANDELA RED CEILING | 213
SE-HMC-CW | 500-636034 | E SPEAKER HI MULTI CANDELA WHITE CEILING | 213
SEC-R | 500-636035 | E SPEAKER RED CEILING | 77
SEC-W | 500-636036 | E SPEAKER WHITE CEILING | 77
SEF-MC-R | 500-636037 | E SPEAKER FLUSH MULTI CANDELA RED | 198
SEF-MC-W | 500-636038 | E SPEAKER FLUSH MULTI CANDELA WHITE | 198
SEF-HMC-R | 500-636039 | E SPEAKER FLUSH HI MULTI CANDELA RED | 213
SEF-HMC-W | 500-636040 | E SPEAKER FLUSH HI MULTI CANDELA WHITE | 213
SEF-R | 500-636041 | E SPEAKER FLUSH RED | 70
SEF-W | 500-636042 | E SPEAKER FLUSH WHITE | 70
SEF-MC-CW | 500-636043 | E SPEAKER FLUSH MULTI CANDELA CEILING WHITE | 198
SEF-HMC-CW | 500-636044 | E SPEAKER FLUSH HI MULTI CANDELA CEILING WHITE | 213
SEF-CR | 500-636045 | E SPEAKER FLUSH CEILING RED | 77
SEF-CW | 500-636046 | E SPEAKER FLUSH CEILING WHITE | 77
SETSF-VR | 500-636047 | ET1010 RED | 138
SETSF-VW | 500-636048 | ET-1010 WHITE | 138
SETFL-VR | 500-636049 | ET-1080 RED | 125
SETFL-VW | 500-636050 | ET-1080 WHITE | 125
SET-MC-R | 500-636051 | ET MULTI-CANDELA RED | 230
SET-MC-W | 500-636052 | ET MULTI-CANDELA WHITE | 230
SET-HMC-R | 500-636053 | ET HI MULTI-CANDELA RED | 248
SET-HMC-W | 500-636054 | ET HI MULTI-CANDELA WHITE | 248
SET-R | 500-636055 | ET SPKR RED | 98
SET-W | 500-636056 | ET SPKR WHITE | 98
SET-S17-CW-WP | 500-636057 | ET SPKR 15/75 STROBE WHITE CEILING WEATHERPROOF | 252
SET-S17-R-WP | 500-636058 | ET SPKR 15/75 STROBE RED WEATHERPROOF | 252
SET-S17-W-WP | 500-636059 | ET SPKR 15/75 STROBE WHITE WEATHERPROOF | 252
SET-MC-VR | 500-636060 | ET SPKR MULTI CANDELA VANDAL RESISTANT RED | 236
SET-MC-VW | 500-636061 | ET SPKR MULTI CANDELA VANDAL RESISTANT WHITE | 236
SET-MC-CR | 500-636062 | ET MULTI-CANDELA RED CEILING | 230
SET-MC-CW | 500-636063 | ET MULTI-CANDELA WHITE CEILING | 230
SET-HMC-CR | 500-636064 | ET HI MULTI-CANDELA RED CEILING | 248
SET-HMC-CW | 500-636065 | ET HI MULTI-CANDELA WHITE CEILING | 248
SET-CR | 500-636066 | ET SPKR RED CEILING | 101
SET-CW | 500-636067 | ET SPKR WHITE CEILING | 101
HS-R | 500-636068 | HS HORN RED | 80
HS-W | 500-636069 | HS HORN WHITE | 80
HS-MC-R | 500-636070 | HS HORN MULTI CANDELA RED | 183
HS-MC-W | 500-636071 | HS HORN MULTI CANDELA WHITE | 183
HS-HMC-R | 500-636072 | HS HORN HI MULTI CANDELA RED | 200
HS-HMC-W | 500-636073 | HS HORN HI MULTI CANDELA WHITE | 200
MH-R | 500-636074 | MINI HORN RED | 37
MH-W | 500-636075 | MINI HORN WHITE | 37
MTH-R | 500-636076 | MULTI TONE HORN RED | 78
MTH-W | 500-636077 | MULTI TONE HORN WHITE | 78
MTH-MC-R | 500-636078 | MULTI TONE HORN MULTI CANDELA RED | 176
MTH-MC-W | 500-636079 | MULTI TONE HORN MULTI CANDELA WHITE | 176
MTH-15-115-R-WP | 500-636080 | MULTI TONE HORN 15CD 115V RED | 179
MTH-15-115-W-WP | 500-636081 | MULTI TONE HORN 15CD 115V WHITE | 179
MTH-75-R-WP | 500-636082 | MULTI TONE HORN 180CD WHITE | 192
NH-CW | 500-636086 | NH HORN WHITE CEILING | 78
NS-MC-CR | 500-636087 | NS HORN MULTI-CANDELA RED CEILING | 155
NS-MC-CW | 500-636088 | NS HORN MULTI-CANDELA WHITE CEILING | 155
NS-HMC-CR | 500-636089 | NS HORN HI MULTI-CANDELA RED CEILING | 173
NS-HMC-CW | 500-636090 | NS HORN HI MULTI-CANDELA WHITE CEILING | 173
ST-HMC-CW | 500-636097 | STROBE HI MULTI-CANDELA WHITE CEILING | 137
ST-MC-CW | 500-636098 | STROBE CANDELA WHITE CEILING | 118
ST-MC-RETRO-R | 500-636103 | STROBE MULTI-CANDELA RED RETRO PLATE | 153
ST-75-CR-WP | 500-636104 | STROBE WEATHERPROOF RED - CEILING | 140
ST-75-CW-WP | 500-636105 | STROBE WEATHERPROOF WHITE - CEILING | 140
ST-75-R-WP | 500-636106 | STROBE WEATHERPROOF RED - WALL | 140
ST-75-W-WP | 500-636107 | STROBE WEATHERPROOF WHITE - WALL | 140
S-HQ-MC-W | 500-636108 | 8" CEILING SPEAKER - WHITE | 260
APS-R | 500-636109 | APS BELL CONCEALED CONDUIT ADAPTER PLATE | 16
BBS-R | 500-636110 | BBS BACK BOX | 16
DBBS-R | 500-636111 | DBBS BACK BOX | 18
SPSB-R | 500-636112 | SE SPEAKER WALL SURFACE BACK BOX RED | 32
SPSB-W | 500-636113 | SE SPEAKER WALL SURFACE BACK BOX WHITE | 32
SPSSB-R | 500-636114 | SE SPEAKER/STROBE WALL SURFACE BACK BOX | 35
SPSSB-W | 500-636115 | SE SPEAKER/STROBE WALL SURFACE BACK BOX WHITE | 35
SPEXT-R | 500-636116 | SE SPEAKER CEILING EXTENSION RING RED | 16
SPEXT-W | 500-636117 | SE SPEAKER CEILING EXTENSION RING WHITE | 16
MT-SUR-BOX-W | 500-636118 | WEATHERPROOF SURFACE MOUNT BACK BOX WHITE | 32
SBBS-R | 500-636119 | SURFACE BACK BOX RED | 35
SBBS-W | 500-636120 | SURFACE BACK BOX WHITE | 35
SBL2S-R | 500-636121 | SURFACE BACK BOX RED | 41
SERS-R | 500-636122 | SQUARE SEMI-FLUSH EXTENSION RING RED | 25
SERS-W | 500-636123 | SQUARE SEMI-FLUSH EXTENSION RING WHITE | 25
SFPS-R | 500-636124 | SEMI-FLUSH PLATE RED | 14
SFPS-W | 500-636125 | SEMI-FLUSH PLATE WHITE | 14
SHBBS-R | 500-636126 | SQUARE SURFACE BACK BOX RED | 25
SHBBS-W | 500-636127 | SQUARE SURFACE BACK BOX WHITE | 25
SHMPS-R | 500-636128 | SUPERVISED HORN ADAPTER PLATE | 24
WBBS-R | 500-636129 | WEATHERPROOF BACK BOX RED | 33
WBBS-R-3/4T-3/4B | 500-636130 | WEATHERPROOF BACK BOX 3/4" K.O. BLACK | 41
WBBS-W | 500-636131 | WEATHERPROOF BACK BOX WHITE | 33
WBBS-W-3/4T-3/4B | 500-636132 | WEATHERPROOF BACK BOX 3/4" K.O. WHITE | 41
WFPAS-R | 500-636133 | WEATHERPROOF FLUSH PLATE RED | 41
WFPAS-W | 500-636134 | WEATHERPROOF FLUSH PLATE WHITE | 41
WFPS-R | 500-636135 | AS HORN WEATHERPROOF FLUSH PLATE RED | 41
WFPS-W | 500-636136 | AS HORN WEATHERPROOF FLUSH PLATE WHITE | 41
WPBBS-R | 500-636137 | AS HORN WEATHERPROOF BACK BOX RED | 35
WPS-KIT | 500-636138 | SURFACE MOUNTING WEATHERPROOF BACK BOX KIT | 16
WPSBBS-R | 500-636139 | ST STROBE WEATHERPROOF BACK BOX RED | 35
WPSBBS-W | 500-636140 | ST STROBE WEATHERPROOF BACK BOX WHITE | 35
ZH-R | 500-636159 | Z HORN RED | 78
ZH-W | 500-636160 | Z HORN WHITE | 78
ZH-MC-R | 500-636161 | Z HORN MULTI CANDELA WALL RED | 155
ZH-MC-W | 500-636162 | Z HORN MULTI CANDELA WALL WHITE | 155
ZH-HMC-R | 500-636163 | Z HORN HI MULTI CANDELA WALL RED | 173
ZH-HMC-W | 500-636164 | Z HORN HI MULTI CANDELA WALL WHITE | 173
ZH-MC-CR | 500-636165 | Z HORN MULTI CANDELA CEILING RED | 155
ZH-MC-CW | 500-636166 | Z HORN MULTI CANDELA CEILING WHITE | 155
ZH-HMC-CR | 500-636167 | Z HORN HI MULTI CANDELA CEILING RED | 173
ZH-HMC-CW | 500-636168 | Z HORN HI MULTI CANDELA CEILING WHITE | 173
ZR-MC-R | 500-636169 | Z STROBE MULTI-CANDELA WALL RED | 118
ZR-MC-W | 500-636170 | Z STROBE MULTI-CANDELA WALL WHITE | 118
ZR-HMC-R | 500-636171 | Z STROBE HI MULTI-CANDELA WALL RED | 137
ZR-HMC-W | 500-636172 | Z STROBE HI MULTI-CANDELA WALL WHITE | 137
ZR-MC-CR | 500-636173 | Z STROBE MULTI-CANDELA CEILING RED | 118
ZR-MC-CW | 500-636174 | Z STROBE MULTI-CANDELA CEILING WHITE | 118
ZR-HMC-CR | 500-636175 | Z STROBE HI MULTI-CANDELA CEILING RED | 137
ZR-HMC-CW | 500-636176 | Z STROBE HI MULTI-CANDELA CEILING WHITE | 137
ST-HMC-CR-WP | 500-636177 | STROBE HI MULTI CANDELA CEILING RED WEATHERPROOF | 158
ST-HMC-CW-WP | 500-636178 | STROBE HI MULTI CANDELA CEILING WHITE WEATHERPROOF | 158
ST-HMC-R-WP | 500-636179 | STROBE HI MULTI CANDELA WALL RED WEATHERPROOF | 158
ST-HMC-W-WP | 500-636180 | STROBE HI MULTI CANDELA WALL WHITE WEATHERPROOF | 158
AS-HMC-CR-WP | 500-636181 | AS HORN HI MULTI CANDELA CEILING RED WEATHERPROOF | 186
AS-HMC-CW-WP | 500-636182 | AS HORN HI MULTI CANDELA CEILING WHITE WEATHERPROOF | 186
AS-HMC-R-WP | 500-636183 | AS HORN HI MULTI CANDELA WALL RED WEATHERPROOF | 186
AS-HMC-W-WP | 500-636184 | AS HORN HI MULTI CANDELA WALL WHITE WEATHERPROOF | 186
MTH-HMC-CR-WP | 500-636185 | MULTI TONE HORN HI MULTI CD CEILING RED WEATHERPROOF | 215
MTH-HMC-CW-WP | 500-636186 | MULTI TONE HORN HI MULTI CD CEILING WHITE WEATHERPROOF | 215
MTH-HMC-R-WP | 500-636187 | MULTI TONE HORN HI MULTI CD WALL RED WEATHERPROOF | 215
MTH-HMC-W-WP | 500-636188 | MULTI TONE HORN HI MULTI CD WALL WHITE WEATHERPROOF | 215
SET-177-CR-WP | 500-636189 | SET SPEAKER HI CANDELA CEILING RED WEATHERPROOF | 272
SET-177-CW-WP | 500-636190 | SET SPEAKER HI CANDELA CEILING WHITE WEATHERPROOF | 272
SET-185-R-WP | 500-636191 | SET SPEAKER HI CANDELA WALL RED WEATHERPROOF | 272
SET-185-W-WP | 500-636192 | SET SPEAKER HI CANDELA WALL WHITE WEATHERPROOF | 272
ZB-R | 500-636193 | Z MOUNTING BACK BOX RED | 24
ZB-W | 500-636194 | Z MOUNTING BACK BOX WHITE | 24
TSRM-312 | 500-637018 | TSRM-312 SMART RELAY MODULE | 867
EL-320 | 500-637032 | EL-320 EOL WITH DIODE (SOLENOIDS) | 22
CLR-1500 | 500-637033 | END OF LINE DEVICE Current limiter Red | 47
EL-300C | 500-645852 | END OF LINE DEVICE | 12
PAD-3-UK | 500-648449 | PAD-3-UK UPGRADE KIT - Revision 2.202 | 42
ZIC-8B | 500-648670 | (8) NAC ZONES CODED OR NON CODED ONE CARD SLOT CC-5/CC-2 | 1584
ZIC-2C | 500-648671 | 2 CHANNEL ADAPTER CARD FOR ZIC-8B | 433
SSD-C | 500-648733 | REMOTE LCD DISPLAY W/ CONTROL- ACU/SIL/RESET (NO MENU CAPABILITY) FIELD MOUNTED | 1717
MSM-GR | 500-648759 | MSM REPLACEMENT GLASS ROD (ONE) | 4
DB-11-DP | 500-649097 | BASE PLUG (100PC) | 87
S-15WR | 500-649494 | SUPERVISED HORN LOUDSPEAKER RED | 318
CPYCS-900 | 500-649667BG | 900lb Tank Strap | 381
ST-10 | 500-649710 | ST-10 1 FT Sampling Tube | 24
ST-25 | 500-649711 | ST-25 2.5 FT SAMPLING TUBE | 47
ST-50 | 500-649712 | ST-50 5 FT Sampling Tube | 55
ST-100 | 500-649713 | ST-100 10 FT SAMPLING | 66
WP-2000 | 500-649714 | WP ENCLOSURE- DUCT HOUSING (NEMA 3R) | 340
AD-TGN | 500-649717 | AD-TGN T-Test Gas Nozzle | 15
TG-11 | 500-649750 | TEST GAS (12 PER CASE). Product is marked SDI-SOLO-A10 | 707
CPY-227-REFILL | 500-649840 | 1200LB BULK REFILL | 90791
500-649842BG | 500-649842BG | NOVEC-1230-DRUM | 48974
500-649843BG | 500-649843BG | NOVEC-1230-GALLON | 1224
CPY-FH4 | 500-649848BG | 4" FLEXIBLE DISCHARGE HOSE | 2576
CPY-RA4 | 500-649850BG | 4" RECHARGE ADAPTER | 1381
CPY-MTS | 500-649851BG | MAINTENCE SWITCH | 582
CPY-VSK4 | 500-649852BG | 4" VALVE SERVICE KIT | 174
VLF-250 | 500-649920 | VLF-250 LASER FOCUS DETECTOR | 4501
VIC-010 | 500-649921 | VIC-010 VESDAnet INTERFACE (VN Card) - FOR RANGE OF VESDA LASER FOCUS VLF SMOKE DETECTORS WITH A CHOICE OF 3rd RELAY OR 24V | 1242
HUB-RS-485 | 500-649930 | RS-485 INTERFACE FOR WAIO | 1499
NCC-GL-KEY | 500-649937 | LICENSE KEY FOR 1 PANEL | 75221
NCC-G1-KEY | 500-649938 | LICENSE KEY FOR UP TO 16 PANELS (Nodes) | 110073
NCC-G2-KEY | 500-649939 | LICENSE KEY FOR UP TO 32 PANELS (Nodes) | 146769
NCC-G3-KEY | 500-649940 | LICENSE KEY FOR UP TO 48 PANELS (Nodes) | 183456
NCC-G4-KEY | 500-649941 | LICENSE KEY FOR UP TO 64 PANELS (Nodes) | 220149
NCC-G16-KEY | 500-649942 | LICENSE KEY for 16 PANEL (Nodes) EXPANSION | 36696
NCC-G5-KEY | 500-649943 | LICENSE KEY FOR UP TO 128 PANELS (Nodes) | 256842
D2300CPS | 500-650018 | MULTI-MODE FIBER OPTIC INTERFACE | 2163
D2325CPS | 500-650019 | SINGLE MODE FIBER OPTIC INTERFACE | 7938
DPU-PRT | 500-650027 | DPU PRT CABLE | 86
DPU-PROG | 500-650028 | DPU-PROG CBL Programming Cable | 226
SOLO-100 | 500-650029 | FIBERGLASS TELESC POLE 15FT 4SECT | 1774
SOLO-101 | 500-650030 | FIBERGLASS EXTENSION POLE 4FT | 466
SOLO-108 | 500-650031 | FIBERGLASS TELESC POLE 8FT 2SECT | 1058
SOLO-200 | 500-650032 | UNIV REMOVAL TOOL | 1318
SOLO-330 | 500-650033 | SMOKE DISPENSER FOR TG-11 GAS | 912
SOLO-332 | 500-650034 | SMOKE DISPENSER FOR TG-11 GAS - LARGE | 1233
SOLO-460 | 500-650035 | HEAT DETECTOR TESTER KIT | 2536
SOLO-461 | 500-650036 | HEAT DETECTOR TESTER KIT | 3398
SOLO-716 | 500-650037 | EST SIGA REMOVAL TOOL ADAPTER | 217
SOLO-760 | 500-650038 | NIMH RECHARGEABLE BATTERY BATON | 616
SOLO-725 | 500-650039 | BATTERY BATON CHARGER | 683
SOLO-851-KIT | 500-650041 | SMOKE & HEAT DETECTOR TEST KIT | 8174
SOLO-823-KIT | 500-650042 | SMOKE & HEAT DETECTOR TEST KIT 30FT | 9006
SOLO-809 | 500-650044 | STARTER TEST KIT 100, 330 | 2636
SOLO-A7-DUSTER | 500-650046 | CANNED AIR 12-10 OZ | 511
TRUETEST-801 | 500-650047 | UNIV. SMOKE DETECTOR SENSOR TESTER | 20018
TRUETEST-SMOKE-400 | 500-650048 | CANNED AIR 12-9.5 OZ | 1133
ST-1-KIT | 500-650049 | TOTAL TECH KIT FOR SMOKE & HEAT SENSITIVITY TESTING | 29355
CELL01 | 500-650051 | CELL CHECKER | 1534
CELL01CS | 500-650052 | PADDED CASE FOR CELL01 | 75
SOLO-C3 | 500-650053 | 12 CANS FOR CO FOR TESTING | 782
RNI-CAB-BRKT | 500-650062 | MOUNTS RNI IN CAB-1, CAB-2, CAB-3 ENCLOSURE | 172
RNI-CBL | 500-650063 | CABLE NEEDED FOR SECOND RNI | 172
ALCC | 500-650127 | AUDIO LEVEL CONVERSION CARD | 1026
PAD-4-MB | 500-650217 | PAD-4 NAC expander main board | 836
ST-MC-R-AR | 500-650224 | AGENT RELEASE STROBE ONLY RED | 107
MTH-MC-R-AR | 500-650226 | AGENT RELEASE HORN STROBE RED | 175
CPY-SGN4 | 500-650229BG | CPY-SGN4 SYSTEM RELEASE | 86
CPY-SGN5 | 500-650230BG | CPY-SGN5 DEVICE ACTIVE | 86
CPY-SGN6 | 500-650231BG | CPY-SGN6 DO NOT ENTER | 86
CPY-SGN7 | 500-650232BG | CPY-SGN7 EXIT ROOM | 86
CPY-SGN8 | 500-650233BG | CPY-SGN8 PUSH AND HOLD | 86
NCC-G6-KEY | 500-650252 | LICENSE KEY FOR UP TO 256 PANELS (Nodes) | 297692
S3AP | 500-650257 | PAD-4 NAC expander adapter plate for System 3 enclosure | 135
VNT-MP | 500-650489 | VNT Mounting Plate | 416
VNT-PC | 500-650490 | Virtual Network Tunnel | 12494
CSB-BRKT | 500-650492 | CSB-BRKT | 420
CAD ADVANCE | 500-650497 | CAD ADVANCE+ DESIGN DRAFTING TOOL Consists of: CD & Quick Start Manual | 5847
X-204-2 | 500-650537 | SCALANCE X-204-2 PACKAGED | 4150
REMBOX2R | 500-650612 | SMALL REMOTE LOBBY RED ENCLOSURE PROVIDES MOUNTING SPACE FOR, LVM OR FMT OR REMOTE SWITCH AND LED MODULES (8) LCM/SCM OR (4) FCM MAX. FIELD MOUNTED | 1290
REMBOX4R | 500-650613 | LARGE REMOTE LOBBY RED ENCLOSURE PROVIDES MOUNTING SPACE FOR, LVM OR FMT OR REMOTE SWITCH AND LED MODULES (16) LCM/SCM OR (8) FCM MAX. FIELD MOUNTED | 1714
VLF-500 | 500-650635 | VLF-500 LASER FOCUS DETECTOR | 5955
VIC-020 | 500-650645 | VIC-020 VESDA MULTIFUNCTION CONTROL CARD (MCC) - INTERFACE CARD FOR THE RANGE OF VESDA LaserFOCUS (VLF) SMOKE DETECTORS | 941
VIC-030 | 500-650646 | VIC-030 VESDA MULTIFUNCTION CONTROL CARD (MCC) - INTERFACE CARD FOR THE RANGE OF VESDA LaserFOCUS (VLF) SMOKE DETECTORS WITH A CHOICE OF 3rd RELAY, OR 24V MONITORED POWER OUTPUT (MPO) | 1089
VRT-V00 | 500-650647 | Display, VLF, with a remote termination card. Equipped with 7 Relays. | 3511
VRT-S07 | 500-650648 | VESDA SYSTEM RELAY MODULE. UNIVERSAL NETWORK MODULE WITH 7 PROGRAMMABLE RELAYS | 2211
VRT-A10 | 500-650649 | VESDA ANALOG OUTPUT MODULE | 2898
VHX-1200 | 500-650651 | WALL-MOUNTED HLI LINKS VESDAnet WITH VESDA SYSTEM MANAGER 4(VSM4) and VESDA SYSTEM CONFIGURATOR (VSC). INCLUDES A BUILT-INVESDAnet PORT AND VESDAnet SOCKET CARD | 3371
TUBING-250 | 500-650652 | POLYETHYLENE TUBING BLACK 1/2" OD 38" ID FPE RATED 250 FEET OF TUBING PER ROLL | 884
PIP-015 | 500-650653 | PIP-015 FLUSH SAMPLING POINT VESDA | 113
CAP-KIT | 500-650654 | CAP-KIT BRASS CAPILARY KIT | 71
VSW-206 | 500-650655 | CENTRAL SITE LICENSE - PRIMARY PC | 6150
VSW-216 | 500-650656 | CENTRAL SITE LICENSE - SECONDARY PC | 5175
VSW-226 | 500-650657 | VSM3 UPGRADE - PRIMARY LICENSE | 3880
VSW-346 | 500-650658 | VESDANET NETWORK CONNECTION- 1 REQUIRED PER MONITORED VESDAnet | 1299
VSW-356 | 500-650659 | VESDANET DETECTOR CONNECTION - 1 REQUIRED PER MONITORED DETECTOR | 346
VSW-366 | 500-650660 | VESDATalk/VESDAlink DETECTOR CONNECTIONS - VESDAtalk FOR USE WITH DIRECT CONNECT VLS 250 AND 500 DETECTORS. VESDAlink FOR USE WITH DIRECT CONNECT VLS-500 DETECTORS | 1033
VSW-502 | 500-650661 | TEXT TO SPEECH - ENGLISH | 4867
VSW-508 | 500-650662 | TEXT TO SPEECH - SPANISH | 4840
E700-FIL-ASSY | 500-650663 | E700-FIL-ASSY EXTERNAL FILTER ASSEMBLY | 446
VSP-300 | 500-650664 | BLANK PLATE WITHOUT VESDA LOGO | 47
VSP-011 | 500-650665 | RECESS MOUNTING KIT FOR VLP OR VLS DETECTOR | 582
VSP-012 | 500-650666 | RECESS MOUNTING KIT FOR REMOTE SINGLE BOXES | 536
VSP-013 | 500-650667 | DETECTOR COVER ASSEMBLY WITH EMC SHIELDS | 916
VSP-018 | 500-650668 | FILTER SWITCH | 200
VSP-020 | 500-650669 | COVER SCREWS (EACH) | 25
VSP-025 | 500-650670 | FILTERS (20 PACK) | 3575
VSP-100 | 500-650671 | BLANK PLATE WITH FOK LED'S AND LOGO | 429
VSP-100US-PCB | 500-650672 | POWER CIRCUIT BOARD ONLY | 710
VSP-TRAN-120 | 500-650673 | TRANSFORMER ONLY | 216
VSP-103 | 500-650674 | VLS RELAY PROCESSOR MODULE (DRP) | 872
VSP-501 | 500-650675 | ASPIRATOR LaserCOMPACT | 1462
VSP-502 | 500-650676 | COMPACT (VN) REMOTE DISPLAY MODULE | 2295
VSP-510 | 500-650677 | COMPACT (RO) TERMINATION CARD (CTC-RO) | 1795
VSP-515 | 500-650678 | COMPACT (VN) TERMINATION CARD (CTC-VN) | 2594
VSP-715 | 500-650679 | SPARE ASPIRATOR VLF-250 AND VLF-500 | 1361
VSP-540 | 500-650680 | EXHAUST DEFLECTOR BLACK FOR USE WITH VESDA LaserPLUS LaserSCANNER AND LaserCOMPACT | 27
VSP-EXHAUST | 500-650681 | EXHAUST DEFLECTOR GREY FOR USE WITH VESDA LaserFOCUS | 27
18984 | 500-650682 | DECAL LaserCOMPACT DETECTOR SPANISH | 67
19015 | 500-650683 | DECAL LaserCOMPACT REMOTE DISPLAY SPANISH | 67
18761 | 500-650684 | DECAL LaserPLUS DISPLAY SPANISH | 67
18773 | 500-650685 | DECAL LaserSCANNER DISPLAY SPANISH | 67
18986 | 500-650686 | DECAL LaserCOMPACT DETECTOR PORTUGUESE | 67
19029 | 500-650687 | DECAL LaserCOMPACT REMOTE DISPLAY PORTUGUESE | 67
19237 | 500-650688 | DECAL LaserPLUS DISPLAY PORTUGUESE | 67
19238 | 500-650689 | DECAL LaserSCANNER DISPLAY PORTUGUESE | 67
VKT-020-US | 500-650692 | VESDA LaserFOCUS VKT-020 LaserFOCUS 250 (INCLUDES VLC-505. INCLUDES CARRYING CASE, POWER SUPPLY, PROGRAMMING SOFTWARE, SAMPLING PIPE, SAMPLE CAPILLARY KIT WITH SAMPLING POINT INLET PIPE CONVERTER) | 4780
VKT-050-US | 500-650693 | VESDA LaserFOCUS SALES DEMO KIT VKT-050 LaserFOCUS 500 INCLUDES CARRYING CASE, POWER SUPPLY, PROGRAMMING SOFTWARE, SAMPLING PIPE, SAMPLE CAPILLARY KIT WITH CONVERTER) SAMPLING POINT, INLET PIPE CONVERTER) | 4780
VKT-020 | 500-650694 | VESDA LaserFOCUS DEMO KIT (INCLUDES POWER CONNECTOR PLUS INSTALLED AND SHORT LENGTH PIPE, ELBOW , END CAP AND TWO PIPE LABELS.) LaserFOCUS 250 | 4064
VKT-050 | 500-650695 | VESDA LaserFOCUS DEMO KIT (INCLUDES POWER CONNECTOR PLUS INSTALLED AND SHORT LENGTH PIPE, ELBOW , END CAP AND TWO PIPE LABELS.) LaserFOCUS 500 | 4064
VTT-100 | 500-650696 | VESDA TEST TRANSFORMER (WIRE BURNER) PREVIOUSLY KNOWN AS THE THE HOT WIRE TEST, THIS POWER SUPPLY UNIT IS USED TO TEST VESDA EQUIPMENT. THE UNIT PROVIDES 6VAC OUTPUT 220-240VAC OR 110-120VAC SUPPLY. TIMER IS INCORPORATED TO PROVIDE A SELECTABLE BURN PERIOD OF UP TO 3 MINUTES. | 2788
FB-300 | 500-680587 | FLUSH BOX FOR PHONE STATION FIELD MOUNTED | 251
FC-300 | 500-680588 | DOOR REMOTE PHONE STATION FIELD MOUNTED | 297
RSW-1 | 500-685607 | RESET SWITCH | 735
EAD-3 | 500-686214 | WEATHERPROOF ENCLOSURE | 1000
MBDC-10 | 500-688448 | 10" DC MOTOR BELL | 166
MBDC-6 | 500-688449 | 6" DC MOTOR BELL | 104
MS-151 | 500-688458 | MANUAL STATIONS N.O. SPST | 118
SB-5AP | 500-688901 | ADAPTER PLATE | 62
DT-140EP | 500-688976 | R.C.-F.T. TMP 140 DEG EXPLOSION PRF | 482
DT-160EP | 500-688977 | R.C.-F.T. TMP 160 DEG EXPLOSION PRF | 473
DT-190EP | 500-688978 | R.C.-F.T. TMP 190 DEG EXPLOSION PRF | 473
DT-225EP | 500-688980 | 225 DEG EXP PROOF THERMAL | 474
DT-275EP | 500-688981 | 275 DEG EXP PROOF THERMAL | 494
DT-325EP | 500-688982 | 325 DEG EXP PROOF THERMAL | 494
DT-360EP | 500-688983 | 360 DEG EXP PROOF THERMAL | 492
DT-450EP | 500-688984 | 450 DEG EXP PROOF THERMAL | 510
DT-600EP | 500-688986 | 600 DEG EXP PROOF (SPECIAL ORDER) | 537
DT-725EP | 500-688987 | 750 DEG EXP PROOF (SPECIAL ORDER) ***NOTE: OTHER TEMP. REQ. SPECIAL ORDER | 539
RA-ADB | 500-689948 | FLUSH TRIM RING FOR BASES | 15
SDH-2D | 500-690394 | 24VDC CONCEALED WIRING | 279
SDH-3D | 500-690395 | 24VDC SURFACE WIRING | 279
SDH-5D | 500-690397 | 24VDC FLR MTG SING DOOR | 646
SDH-8D | 500-690400 | 24VDC OVERHEAD DOOR | 866
FJ-303 | 500-690975 | PHONE JACK FIELD MOUNTED | 83
TSP-40-PP | 500-691888 | TSP-40 PRINTER PAPER | 155
FJ-304 | 500-692670 | PHONE JACK W/ SCREW TERMINAL FIELD MOUNTED | 125
MT-SUR-BOX | 500-693168 | WEATHERPROOF SURFACE MOUNT BACK BOX RED | 51
MTE-2-LENS | 500-693295 | MTE-2 LENS PKG | 327
MTE-2-HLDR | 500-693297 | MTE-2 HOLDER PKG | 964
BB-55 | 500-693298 | BATTERY BOX FOR 55 AH BATTERIES | 829
BB-55R | 500-693484 | BATTERY BX-55 AH BATTERIES(RED) | 950
ISI-1 | 500-694270 | INTRIN. SAFE ISOLATION BARRIER | 5621
BF-F | 500-694375 | BELL 4 24V DC RED VIB | 1392
BS-AL | 500-694379 | BELL 6 120VAC RED VIB | 1993
BS-SS | 500-694389 | BELL 6 24V DC RED SS | 1682
BT-SS-AC | 500-694398 | BELL 10 120VAC RED SS | 1993
MS-FB | 500-694512 | SURFACE BOX FOR MS-F SERIES | 53
MS-FD | 500-694515 | DOUBLE ACTION ADAPTER FOR HMS-M | 64
MS-NY | 500-694516 | NYC PLATE FOR MS-F SERIES | 44
RLC-11 | 500-694625 | REMOTE LAMP MODULE - CEILING MOUNT | 46
RLW-11 | 500-694626 | REMOTE LAMP MODULE - WALL MOUNT | 46
RPR-1 | 500-694998 | REMOTE POLARIZED RELAY -24VDC WITH SXL, MXL & SYSTEM 3 | 388
DMK-11 | 500-695338 | DMK-11 DETECTOR MAINT. KIT FOR HFP-11, HFPO-11, FP-11 | 21
LK-11 | 500-695350 | LK-11 LOCKING KIT (50 PCS) FOR DB-11/DB-11E | 72
DB11-SEAL | 500-695622 | DB-11 SEAL FOR DB-11(24 PC) | 95
RSM-1 | 500-696163 | RSM-1 KEY SW MODULE (MAINTAIN) | 134
RSM-2 | 500-696164 | RSM-2 KEY SW MODULE (MOM) | 134
RSM-3 | 500-696165 | RSM-3 ROCKER SW MODULE (MAIN) | 108
RSM-4 | 500-696166 | RSM-4 ROCKER SW MODULE (MOM) | 108
TSM-1 | 500-696353 | DUCT DETECTOR TEST SWITCH REQ TR | 204
REL-EOL | 500-696359 | RELEASING END OF LINE DIODES FOR REL & SRX UL 9th Ed. | 134
DSC | 500-696872 | DUAL SYNC CONTROL MODULE RED | 191
DSC-W | 500-696873 | DUAL SYNC CONTROL MODULE WHT | 191
CPYCS-35/70 | 500-697907BG | 35/70lb Tank Strap | 91
CPYCS-150 | 500-697908BG | 150lb Tank Strap | 140
CPYCS-250/375 | 500-697909BG | 250/375lb Tank Strap | 169
CPYCS-560 | 500-697910BG | 560lb Tank Strap | 175
CPY-LMC2 | 500-697925BG-2 | LOCAL MANUAL CONTROL | 337
CPY-PAS2 | 500-697926BG-2 | PISTON ACTUATOR SLAVE | 442
CPY-PSS1 | 500-697939BG | CPY-PSS1, PRESS SUPV SW (NC) | 197
CPY-POS | 500-697941BG | PRESS OPER SW SPST (NC/NO) | 656
CPY-MFH24 | 500-697943BG | METAL 1/4" HOSE 24" | 103
CPY-MFH36 | 500-697944BG | METAL 1/4" HOSE 36" | 122
CPY-PE | 500-697945BG | ELBOW-SLAVE CYL'S | 47
CPY-PT | 500-697946BG | TEE-SLAVE CYL'S | 52
CPY-SV | 500-697947BG | CYL FILLING SCHRADER | 82
CPY-FH1 | 500-697950BG | 1" FLEX HOSE | 519
CPY-FH1.5 | 500-697951BG | 1 1/2" FLEX HOSE | 1101
CPY-FH2.5 | 500-697952BG | 2 1/2" FLEX HOSE | 825
CPY-CV1 | 500-697953BG | 1" CHECK VALVE | 677
CPY-RA1 | 500-697956BG | 1" RECHARGE ADAPTER | 580
CPY-RA1.5 | 500-697957BG | 1-1/2" RECHARGE ADAPTER | 623
CPY-RA2.5 | 500-697958BG | 2-1/2" RECHARGE ADAPTER | 923
CPY-VSK1 | 500-697960BG | VALVE SERVICE KIT | 100
CPY-VSK1.5 | 500-697961BG | 1.5 VALVE SERVICE KIT | 113
CPY-VSK2.5 | 500-697962BG | 2.5 VALVE SERVICE KIT | 125
CPY-PG | 500-697963BG | HFC-227ea PRESSURE GAUGE | 53
CPY-MRS | 500-697964BG | MAIN RESERVE SWITCH | 211
CPY-TD | 500-697965BG | TEST DOWEL FOR SOLENOID | 27
CPY-SGN1 | 500-697976BG | CPY-SGN1 DO NOT ENTER | 86
CPY-SGN2 | 500-697977BG | CPY-SGN2 VACATE ROOM | 86
CPY-SGN3 | 500-697978BG | CPY-SGN3 OPERATE MANUAL PULL | 86
CPY-227-1230SW | 500-697984BG | Sinorix 227 + Sinorix 1230 Full License Design Keys | 8304
CPYEC-2-24 | 500-697990BG | SUPERVISED SOLENOID 24VDC | 1151
CPY-SRST | 500-697991BG | SOLENOID RESET TOOL | 155
MSM-K | 500-698215 | MSM-K - METAL MANUAL STATION / CAT 45 KEYLOCK | 64
MSM-KD | 500-698216 | MSM-KD - METAL MANUAL STATION / CAT 45 KEYLOCK / DOUBLE ACTION | 82
MSM-K-WP | 500-698217 | MSM-K-WP - METAL MANUAL STATION / CAT 45 KEYLOCK / WEATHERPROOF | 257
MSM-KD-WP | 500-698218 | MSM-KD-WP - METAL MANUAL STATION / CAT 45 KEYLOCK / DOUBLE ACTION / WEATHERPROOF | 272
MSM-EXP | 500-698219 | MSM-EXP - METAL MANUAL STATION / EXPLOSION PROOF | 898
MSM-INST | 500-698220 | MSM-INST - METAL MANUAL STATION / INSTITUTIONAL VERSION | 85
MSM-BOX | 500-698221 | MSM-BOX SURFACE BACK BOX | 31
MSM-K-15 | 500-698222 | MSM-K-15 - METAL MANUAL STATION / CAT 15 KEYLOCK | 64
MSM-KD-30 | 500-698223 | MSM-KD-30 - METAL MANUAL STATION / CAT 30 KEYLOCK / DOUBLE ACTION | 64
FJ-303SS | 500-698309 | PHONE JACK W/ STAINLESS PLATE FIELD MOUNTED | 166
FJ-304SS | 500-698310 | PHONE JACK W/ TERM & SS PLATE FIELD MOUNTED | 278
ALI-8B | 500-698326 | REPLACEMENT PLATE FOR ALI-8/TRI | 1241
ADB-BOX | 500-698360 | Surface Mount Adapter Box for Audible Base | 48
NCC-1G | 500-699028 | NCC GRAPHICS PACKAGE 2-16 NODES (Software only) | 96180
NCC-2G | 500-699029 | NCC GRAPHICS PACKAGE 17- 32 NODES (Software only) | 128243
NCC-3G | 500-699030 | NCC GRAPHICS PACKAGE 33 - 48 NODES (Software only) | 160301
NCC-4G | 500-699031 | NCC GRAPHICS PACKAGE 49 - 64 NODES (Software only) | 192364
NCC-GL | 500-699032 | NCC GRAPHICS PACKAGE - 1 NODE (Software only) | 65723
PAD-3-MB | 500-699080 | MAIN BOARD ONLY FOR PAD-3 | 918
NIM-1W | 500-699103 | LOCAL & WIDE AREA NETWORK | 2206
NIM-1M | 500-699104 | UL864 LISTED ANALOG MODEM DAUGHTERBOARD DESIGNED TO COMMUNICATE WITH NIM-1W ONLY | 3328
DCT-1E | 500-699290 | 5 CHANNEL DIALER WITH ENCLOSURE | 661
DCT-P | 500-699291 | PROGRAMMER FOR DCT-1E AND MDACT | 548
MODEM BLOCK | 500-699355 | MODEM BLOCK PACKAGED | 1238
PFT | 500-699427 | PORTABLE FIREFIGHTERS TELEPHONE FIELD MOUNTED | 178
PFT-P | 500-699430 | PORTABLE FIREFIGHTERS TELEPHONE PUSH TO TALK FIELD MOUNTED | 289
VPS-100US-120 | 500-699810 | VPS-100US-120 P/S UNIT | 1363
VPS-100US-220 | 500-699811 | VPS-100US-220 P/S UNIT | 1366
VPS-300US-120 | 500-699812 | VPS-300US-120 P/S UNIT | 2211
VPS-300US-220 | 500-699813 | VPS-300US-220 P/S UNIT | 2243
VPS-400US-48 | 500-699814 | VPS-400US-48 P/S UNIT | 3149
VBT-012 | 500-699815 | VBT-012 BATTERY 12V-12A-HR | 330
VBC-001 | 500-699816 | VBC-001 BATTERY CABINET | 691
VRT-100 | 500-699829 | Programmer. Includes remote termination card. No Relays. | 2804
VRT-200 | 500-699830 | Display, VLP, with a remote termination card. Equipped with 7 Relays. | 3036
VRT-600 | 500-699831 | Display, VLP, with a remote termination card. No Relays. | 2710
VRT-400 | 500-699832 | Display, VLS, with a remote termination card. Equipped with 7 Relays. | 3088
VRT-800 | 500-699834 | Display, VLS, with a remote termination card. Equipped with 12 Relays. | 3502
VRT-300 | 500-699835 | VESDAnet SOCKET | 1694
VRT-500 | 500-699836 | REMOTE TERMINATION AND RELAY PROCESSOR CARD, W/ BLANK PLATE, CARD, IN REMOTE MOUNTING BOX LaserCOMPACT (WITH 7 RELAYS FOR LaserPlus | 2466
VRT-900 | 500-699837 | REMOTE TERMINATION AND RELAY PROCESSOR CARD, WITH BLANK PLATE IN REMOTE MOUNTING BOX (WITH 12 RELAYS FOR LaserSCANNER) | 3019
VSR-0000 | 500-699838 | REMOTE 19" SUB RACK WITH 4 BLANK PLATES (MODULES AND TERMINATION CARD NOT INCLUDED) | 1537
VHX-0200 | 500-699839 | PC-LINK HLI, SLIDING WINDOWS, RS232 INTERFACE. THE VHX-200 DOES NOT HAVE MODEM CAPABILITIES | 2805
VHX-0300 | 500-699840 | PC-LINK HLI, OPEN PROTOCOL RS232 INTERFACE. HAS PEER TO PEER OPERATIONS | 2809
VHH-100 | 500-699843 | HAND HELD PROGRAMMER -INCLUDES LEADS | 3134
VRT-000 | 500-699849 | REMOTE MOUNTING SINGLE BOX WITH ESCUTCHEOL ONLY BLANK PLATE AND TERMINATION CARD NOT INCLUDED | 417
VSP-000 | 500-699851 | BLANK PLATE WITH VESDA LOGO | 77
VSP-001 | 500-699852 | VSP-001 PROGRAMMER MODULE | 2244
VSP-002 | 500-699853 | VSP-002 STD DISPLAY MODULE | 2244
VSP-003 | 500-699854 | VSP-003 VESDANET SOCKET KIT | 1801
VSP-004 | 500-699855 | SCANNER DISPLAY MODULE | 2244
VSP-005 | 500-699856 | FILTER CARTRIDGE (REPLACING EVERY 2 YEARS RECOMMENDED) | 253
VSP-007 | 500-699858 | "O" RELAY REMOTE TERMINATION CARD | 898
VSP-008 | 500-699859 | REMOTE TERMINATION CARD (RTC7) | 1343
VSP-014 | 500-699864 | 7-RELAY HEAD TERMINATION CARD (HTC7) | 2453
VSP-015 | 500-699865 | ASPIRATOR FOR LASERPLUS & SCANNER | 1526
VSP-016 | 500-699866 | 12 RELAY HEAD TERMINATION CARD (HTC12) | 3595
VSP-019 | 500-699867 | VSP-019 FILTER COVER | 37
VSP-021 | 500-699869 | METRIC TO IMPERIAL PIPE ADAPTOR KITS OF FOUR | 73
VSP-102 | 500-699871 | VLP RELAY PROCESSOR MODULE (DRP) | 1074
VSP-208 | 500-699873 | 12 RELAY REMOTE TERMINATION CARD (RTC12) | 1568
VP-P-210* | 500-699874 | VP-P-210 3/4"ORG VESDA CPVC 15ft lengths 3/4". Box of 14 pcs (210 feet total) | 899
VP-P-420* | 500-699875 | VP-P-420 3/4" ORG VESDA CPVC Box of 28 pieces (420 feet Total) | 1789
VP-ELB-90* | 500-699876 | VP-ELB-90 90 DEGREE ELBOW, Q-20 (Quantity of 20) | 96
VP-ELB-45* | 500-699877 | VP-ELB-45 45 DEG ELBOW ,3/4 Q-10 (Quantity of 10) | 67
VP-COUP* | 500-699878 | VP-COUP COUPLING 3/4" ORG Q-15 (Quantity of 15) | 70
VP-UNION* | 500-699879 | VP-UNION UNION ORG VESDA CPVC Q-10 (Quantity of 10) | 132
VP-EC* | 500-699880 | VP-EC END CAP 3/4" ORG VSD Q-25 (Quantity of 25) | 75
VP-TEE* | 500-699881 | VP-TEE 3/4" ORG VSD CPVC Q-15 (Quantity of 15) | 96
VP-TEE-FPT* | 500-699882 | VP-TEE-FPT 3/4" - 10 pc/BOX | 159
VP-CEMENT | 500-699884 | VP-CEMENT SOLVENT CEMENT, One (1) Pint. Average capacity is 100 joints to one pint. GROUND SHIPMENT ONLY. NOT AVAILABLE IN CANADA OR LATIN AMERICA or for Air Shipment. | 89
E-700-SP | 500-699885 | E-700-SP CAPILLARY (MINIATURE) | 38
E-700-TUBE | 500-699886 | E-700-TUBE CAPILLARY TUBING | 351
E-700-CAP | 500-699887 | E-700-CAP CONNECTOR KIT | 43
E-700-SP-DCL-PT | 500-699888 | E-700-SP-DCL-PT ROUND STYLE | 36
E-700-SPLR | 500-699889 | E-700-SP-DCL-R CAPILLARY (MIN) | 53
E-700-SPLG | 500-699890 | E-700-SP-DCL-G CAPILLARY MINI | 53
E-700-SP-DCL | 500-699891 | E-700-SP-DCL-A SAMPLING POINT | 199
E-700-SPDCLPIPE | 500-699892 | E-700-SP-DCL-PIPE SAMPLING | 33
VRE-100 | 500-699899 | SUB RACK ENCLOSURE. GLASS DOOR FOR 19" SUB RACK. FITS UP TO 3 RACKS OR 2 RACKS WITH VESDA POWER SUPPLY - PURCHASED SEPARATELY - SEE POWER SUPPLY SECTION | 2080
CPY-HLICABLE | 500-699911 | CPY-HLICABLE REPLACES CPY-HLI | 181
VRT-501 | 500-699913 | REMOTE TERMINATION AND RELAY PROCESSOR CARD, WITH BLANK PLATE IN REMOTE MOUNTING BOX (WITH 7 RELAYS FOR LaserSCANNER) | 2012
VSP-509 | 500-699917 | RO - CABLE FO RUSE WITH LASER COMPACT RELAY ONLY (RO) VERSION THIS CABLE IS REQUIRED FOR PROGRAMMING. REQUIRES V-CONFIG PRO SOFTWARE | 203
TCFG-300 | 500-737017 | TCFG-300 CONFIGURATION TOOL | 193
PDM-3 | 500-785536 | PRESSURE DIFFRNTL METER FOR DUCT | 1224
AW-1 | 500-822500BG | ABORT STATION | 276
TRM-306 | 500-837022 | TRM-306 6 RELAY ADDER | 282
TPR-300 | 500-837024 | TPR-300 POLARITY REVERSAL / CITY TIE | 359
TICAC | 500-837025 | TICAC 6 CLASS A INPUT CONVERTER | 298
TOCAC | 500-837026 | TOCAC 2 CLASS A OUT CONVERTER | 108
TSP-XB | 500-849949 | BRACKETS FOR TSP-40A (XLS) | 150
TSP-XC | 500-849950 | CABLES FOR TSP-40A (XLS) | 45
PAD-4-CLSA | 500-850254 | PAD-4 NAC expander Class A adapter card | 126
IIC | 500-850328 | INTERFACE ISOLATION CARD REQUIRED FOR NCC TO NRC CONNECTIONS | 254
LIA | 500-850493 | LVM Interface Assembly | 208
LIM-1 | 500-892361 | SHORT CIRCUIT LINE ISOLATOR(ALD) (USED WITH CZM-1 & DI-3IS) | 588
MOM-2 | 500-892766 | EXPANSION CARDCAGE (2 SLOTS) | 625
MSI-10B | 500-893080 | INTELL MAN STATN, SINGLE ACTION | 1013
MSI-20B | 500-893081 | INTELL MAN STATN, DOUBLE ACTION | 1148
LLM-1 | 500-893532 | POWER LIMITED LEASE LINE INTERFACE | 885
TRI-B6M | 500-894546 | INTERFACE MOD. PKG | 803
MSI-B6F | 500-895301 | METAL INTELLIGENT MANUAL STATION | 1290
ICP-B6 | 500-895303 | INTEL OUTPUT CONTROL PT(B6 CHIP) | 1425
TRI-R | 500-896224 | SINGLE INPUT WITH RELAY | 1166
TRI-S | 500-896225 | SINGLE INPUT MODULE | 1031
TRI-D | 500-896226 | DUAL INPUT MODULE | 1166
MPI-2 | 500-896446 | MPI-2 MOUNTING PLATE | 321
MC-5K | 545-520627 | SB-5K MTG KIT SB-5R | 9
| 555-134260 | 10 PIN AUDIO CABLE FOR LVM AND FMT | 58
| 555-134347 | SSD AUDIO CABLE | 83
EXTRA-LONG CABLE | 555-135860 | 60 PIN 6 1/2 FOOT CABLE FOR CAB2,2X AND CAB3,3X ROW TO ROW CONNECTIONS | 214
DB-3S | 595-381804 | SERIES-3 BASE | 23
BTX-3 | 599-034220 | BATTERY SET 12V 100AH | 3161
XLS-500-ID-SP | 599-050594 | INCLUDES: (2) DLC, (1) PMI-3, (1) ZIC-4A (1) CC-5 , (1) PSC-12, (1) ID-SP | 17859
XLS-250-ID-SP | 599-050595 | INCLUDES: (1) DLC, (1) PMI-3, (1) ZIC-4A (1) CC-5 , (1) PSC-12, (1) ID-SP | 14902
XLS-250-CAB2-BD | 599-050597 | INCLUDES: (1) PMI-3, (1) PSC-12, (1) CC-5, (1) DLC, (1) ID-SP, (1) BCL (1) ZIC-4A, (1) CAB2-BD, (1) OD-LP | 17538
XLS-250-CAB3-BD | 599-050598 | INCLUDES: (1) PMI-3, (1) PSC-12, (1) CC-5, (1) DLC, (1) ID-SP, (1) BCL (1) ZIC-4A, (1) CAB3-BD, (1) OD-LP | 18201
CAB2-BD-OD-LP | 599-050599 | INCLUDES: (1) CAB2-BD, (1) BCL AND (1) OD-LP | 1561
CAB3-BD-OD-LP | 599-050600 | INCLUDES: (1) CAB3-BD, (1) BCL AND (1) OD-LP | 1917
BCL | 599-633997 | 60 PIN CABLE LONG-REQUIRED IN CAB2,2X AND CAB3,3X FOR ROW TO ROW CONNECTIONS | 173
CCL | 599-634214 | CAN CABLE-3 FT. LONG. REQUIRED FOR SCM/LCM/FCM MODULES FROM CC-5/CC-2 INNER DOOR AND FROM ROW TO ROW ON CAB INNER DOORS. | 35
MTE-2 | 599-693291 | MXLV PORTABLE TEL. ENCLOSURE (6) INCLUDES: MTE-2 ENCL/DR 500-093291 MTE-2 LENS 500-693295 MTE-2 HOLDER 500-693297 | 3031
ALI-8 | 599-693296 | ENCLOSURE 8 TRI'S | 2764
PAD-3 | 599-699189 | P/S NAC EXT 6 AMPS | 1095
PAD-3R | 599-699190 | RED P/S NAC EXT | 1095
CPY-FCV2 | 712-050476BG | 2" FLAPPER CHECK VALVE | 1288
CPY-FCV3 | 712-050477BG | 3" FLAPPER CHECK VALVE | 1592
CPY-FCV-4 | 712-050478BG | 4" FLAPPER CHECK VALVE (UL & FM) | 5573
CPY-TGF-1.5 | 731-050480BG | l.5" THREAD BY GROOVE ADAPTER (TBG) | 487
CPY-TGF-2.5 | 731-050481BG | 2.5" THREAD BY GROOVE ADAPTER (TBG) | 615
CPY-TGF-4 | 731-050482BG | 4" THREAD BY GROOVE ADAPTER (TBG) | 496
CPY-1200-00-2-0519 | CPY-1200-00-2-0519 | 1200 Cyl, no Solenoid, Novec 1230, 519lb | 53814
CPY-1200-00-2-0520 | CPY-1200-00-2-0520 | 1200 Cyl, no Solenoid, Novec 1230, 520lb | 53877
CPY-1200-00-2-0525 | CPY-1200-00-2-0525 | 1200 Cyl, no Solenoid, Novec 1230, 525lb | 54188
CPY-1200-00-2-0530 | CPY-1200-00-2-0530 | 1200 Cyl, no Solenoid, Novec 1230, 530lb | 54500
CPY-1200-00-2-0535 | CPY-1200-00-2-0535 | 1200 Cyl, no Solenoid, Novec 1230, 535lb | 54811
CPY-1200-00-2-0540 | CPY-1200-00-2-0540 | 1200 Cyl, no Solenoid, Novec 1230, 540lb | 55123
CPY-1200-00-2-0545 | CPY-1200-00-2-0545 | 1200 Cyl, no Solenoid, Novec 1230, 545lb | 55435
CPY-1200-00-2-0550 | CPY-1200-00-2-0550 | 1200 Cyl, no Solenoid, Novec 1230, 550lb | 55746
CPY-1200-00-2-0555 | CPY-1200-00-2-0555 | 1200 Cyl, no Solenoid, Novec 1230, 555lb | 56058
CPY-1200-00-2-0560 | CPY-1200-00-2-0560 | 1200 Cyl, no Solenoid, Novec 1230, 560lb | 56370
CPY-1200-00-2-0565 | CPY-1200-00-2-0565 | 1200 Cyl, no Solenoid, Novec 1230, 565lb | 56681
CPY-1200-00-2-0570 | CPY-1200-00-2-0570 | 1200 Cyl, no Solenoid, Novec 1230, 570lb | 56993
CPY-1200-00-2-0575 | CPY-1200-00-2-0575 | 1200 Cyl, no Solenoid, Novec 1230, 575lb | 57304
CPY-1200-00-2-0580 | CPY-1200-00-2-0580 | 1200 Cyl, no Solenoid, Novec 1230, 580lb | 57616
CPY-1200-00-2-0585 | CPY-1200-00-2-0585 | 1200 Cyl, no Solenoid, Novec 1230, 585lb | 57928
CPY-1200-00-2-0590 | CPY-1200-00-2-0590 | 1200 Cyl, no Solenoid, Novec 1230, 590lb | 58239
CPY-1200-00-2-0595 | CPY-1200-00-2-0595 | 1200 Cyl, no Solenoid, Novec 1230, 595lb | 58551
CPY-1200-00-2-0600 | CPY-1200-00-2-0600 | 1200 Cyl, no Solenoid, Novec 1230, 600lb | 58863
CPY-1200-00-2-0605 | CPY-1200-00-2-0605 | 1200 Cyl, no Solenoid, Novec 1230, 605lb | 59174
CPY-1200-00-2-0610 | CPY-1200-00-2-0610 | 1200 Cyl, no Solenoid, Novec 1230, 610lb | 59486
CPY-1200-00-2-0615 | CPY-1200-00-2-0615 | 1200 Cyl, no Solenoid, Novec 1230, 615lb | 59797
CPY-1200-00-2-0620 | CPY-1200-00-2-0620 | 1200 Cyl, no Solenoid, Novec 1230, 620lb | 60109
CPY-1200-00-2-0625 | CPY-1200-00-2-0625 | 1200 Cyl, no Solenoid, Novec 1230, 625lb | 60421
CPY-1200-00-2-0630 | CPY-1200-00-2-0630 | 1200 Cyl, no Solenoid, Novec 1230, 630lb | 60732
CPY-1200-00-2-0635 | CPY-1200-00-2-0635 | 1200 Cyl, no Solenoid, Novec 1230, 635lb | 61044
CPY-1200-00-2-0640 | CPY-1200-00-2-0640 | 1200 Cyl, no Solenoid, Novec 1230, 640lb | 61356
CPY-1200-00-2-0645 | CPY-1200-00-2-0645 | 1200 Cyl, no Solenoid, Novec 1230, 645lb | 61667
CPY-1200-00-2-0650 | CPY-1200-00-2-0650 | 1200 Cyl, no Solenoid, Novec 1230, 650lb | 61979
CPY-1200-00-2-0655 | CPY-1200-00-2-0655 | 1200 Cyl, no Solenoid, Novec 1230, 655lb | 62290
CPY-1200-00-2-0660 | CPY-1200-00-2-0660 | 1200 Cyl, no Solenoid, Novec 1230, 660lb | 62602
CPY-1200-00-2-0665 | CPY-1200-00-2-0665 | 1200 Cyl, no Solenoid, Novec 1230, 665lb | 62914
CPY-1200-00-2-0670 | CPY-1200-00-2-0670 | 1200 Cyl, no Solenoid, Novec 1230, 670lb | 63225
CPY-1200-00-2-0675 | CPY-1200-00-2-0675 | 1200 Cyl, no Solenoid, Novec 1230, 675lb | 63537
CPY-1200-00-2-0680 | CPY-1200-00-2-0680 | 1200 Cyl, no Solenoid, Novec 1230, 680lb | 63848
CPY-1200-00-2-0685 | CPY-1200-00-2-0685 | 1200 Cyl, no Solenoid, Novec 1230, 685lb | 64160
CPY-1200-00-2-0690 | CPY-1200-00-2-0690 | 1200 Cyl, no Solenoid, Novec 1230, 690lb | 64472
CPY-1200-00-2-0695 | CPY-1200-00-2-0695 | 1200 Cyl, no Solenoid, Novec 1230, 695lb | 64783
CPY-1200-00-2-0700 | CPY-1200-00-2-0700 | 1200 Cyl, no Solenoid, Novec 1230, 700lb | 65095
CPY-1200-00-2-0705 | CPY-1200-00-2-0705 | 1200 Cyl, no Solenoid, Novec 1230, 705lb | 65407
CPY-1200-00-2-0710 | CPY-1200-00-2-0710 | 1200 Cyl, no Solenoid, Novec 1230, 710lb | 65718
CPY-1200-00-2-0715 | CPY-1200-00-2-0715 | 1200 Cyl, no Solenoid, Novec 1230, 715lb | 66030
CPY-1200-00-2-0720 | CPY-1200-00-2-0720 | 1200 Cyl, no Solenoid, Novec 1230, 720lb | 66341
CPY-1200-00-2-0725 | CPY-1200-00-2-0725 | 1200 Cyl, no Solenoid, Novec 1230, 725lb | 66653
CPY-1200-00-2-0730 | CPY-1200-00-2-0730 | 1200 Cyl, no Solenoid, Novec 1230, 730lb | 66965
CPY-1200-00-2-0735 | CPY-1200-00-2-0735 | 1200 Cyl, no Solenoid, Novec 1230, 735lb | 67276
CPY-1200-00-2-0740 | CPY-1200-00-2-0740 | 1200 Cyl, no Solenoid, Novec 1230, 740lb | 67588
CPY-1200-00-2-0745 | CPY-1200-00-2-0745 | 1200 Cyl, no Solenoid, Novec 1230, 745lb | 67900
CPY-1200-00-2-0750 | CPY-1200-00-2-0750 | 1200 Cyl, no Solenoid, Novec 1230, 750lb | 68211
CPY-1200-00-2-0755 | CPY-1200-00-2-0755 | 1200 Cyl, no Solenoid, Novec 1230, 755lb | 68523
CPY-1200-00-2-0760 | CPY-1200-00-2-0760 | 1200 Cyl, no Solenoid, Novec 1230, 760lb | 68834
CPY-1200-00-2-0765 | CPY-1200-00-2-0765 | 1200 Cyl, no Solenoid, Novec 1230, 765lb | 69146
CPY-1200-00-2-0770 | CPY-1200-00-2-0770 | 1200 Cyl, no Solenoid, Novec 1230, 770lb | 69458
CPY-1200-00-2-0775 | CPY-1200-00-2-0775 | 1200 Cyl, no Solenoid, Novec 1230, 775lb | 69769
CPY-1200-00-2-0780 | CPY-1200-00-2-0780 | 1200 Cyl, no Solenoid, Novec 1230, 780lb | 70081
CPY-1200-00-2-0785 | CPY-1200-00-2-0785 | 1200 Cyl, no Solenoid, Novec 1230, 785lb | 70393
CPY-1200-00-2-0790 | CPY-1200-00-2-0790 | 1200 Cyl, no Solenoid, Novec 1230, 790lb | 70704
CPY-1200-00-2-0795 | CPY-1200-00-2-0795 | 1200 Cyl, no Solenoid, Novec 1230, 795lb | 71016
CPY-1200-00-2-0800 | CPY-1200-00-2-0800 | 1200 Cyl, no Solenoid, Novec 1230, 800lb | 71327
CPY-1200-00-2-0805 | CPY-1200-00-2-0805 | 1200 Cyl, no Solenoid, Novec 1230, 805lb | 71639
CPY-1200-00-2-0810 | CPY-1200-00-2-0810 | 1200 Cyl, no Solenoid, Novec 1230, 810lb | 71951
CPY-1200-00-2-0815 | CPY-1200-00-2-0815 | 1200 Cyl, no Solenoid, Novec 1230, 815lb | 72262
CPY-1200-00-2-0820 | CPY-1200-00-2-0820 | 1200 Cyl, no Solenoid, Novec 1230, 820lb | 72574
CPY-1200-00-2-0825 | CPY-1200-00-2-0825 | 1200 Cyl, no Solenoid, Novec 1230, 825lb | 72885
CPY-1200-00-2-0830 | CPY-1200-00-2-0830 | 1200 Cyl, no Solenoid, Novec 1230, 830lb | 73197
CPY-1200-00-2-0835 | CPY-1200-00-2-0835 | 1200 Cyl, no Solenoid, Novec 1230, 835lb | 73509
CPY-1200-00-2-0840 | CPY-1200-00-2-0840 | 1200 Cyl, no Solenoid, Novec 1230, 840lb | 73820
CPY-1200-00-2-0845 | CPY-1200-00-2-0845 | 1200 Cyl, no Solenoid, Novec 1230, 845lb | 74132
CPY-1200-00-2-0850 | CPY-1200-00-2-0850 | 1200 Cyl, no Solenoid, Novec 1230, 850lb | 74444
CPY-1200-00-2-0855 | CPY-1200-00-2-0855 | 1200 Cyl, no Solenoid, Novec 1230, 855lb | 74755
CPY-1200-00-2-0860 | CPY-1200-00-2-0860 | 1200 Cyl, no Solenoid, Novec 1230, 860lb | 75067
CPY-1200-00-2-0865 | CPY-1200-00-2-0865 | 1200 Cyl, no Solenoid, Novec 1230, 865lb | 75378
CPY-1200-00-2-0870 | CPY-1200-00-2-0870 | 1200 Cyl, no Solenoid, Novec 1230, 870lb | 75690
CPY-1200-00-2-0875 | CPY-1200-00-2-0875 | 1200 Cyl, no Solenoid, Novec 1230, 875lb | 76002
CPY-1200-00-2-0880 | CPY-1200-00-2-0880 | 1200 Cyl, no Solenoid, Novec 1230, 880lb | 76313
CPY-1200-00-2-0885 | CPY-1200-00-2-0885 | 1200 Cyl, no Solenoid, Novec 1230, 885lb | 76625
CPY-1200-00-2-0890 | CPY-1200-00-2-0890 | 1200 Cyl, no Solenoid, Novec 1230, 890lb | 76937
CPY-1200-00-2-0895 | CPY-1200-00-2-0895 | 1200 Cyl, no Solenoid, Novec 1230, 895lb | 77248
CPY-1200-00-2-0900 | CPY-1200-00-2-0900 | 1200 Cyl, no Solenoid, Novec 1230, 900lb | 77560
CPY-1200-00-2-0905 | CPY-1200-00-2-0905 | 1200 Cyl, no Solenoid, Novec 1230, 905lb | 77871
CPY-1200-00-2-0910 | CPY-1200-00-2-0910 | 1200 Cyl, no Solenoid, Novec 1230, 910lb | 78183
CPY-1200-00-2-0915 | CPY-1200-00-2-0915 | 1200 Cyl, no Solenoid, Novec 1230, 915lb | 78495
CPY-1200-00-2-0920 | CPY-1200-00-2-0920 | 1200 Cyl, no Solenoid, Novec 1230, 920lb | 78806
CPY-1200-00-2-0925 | CPY-1200-00-2-0925 | 1200 Cyl, no Solenoid, Novec 1230, 925lb | 79118
CPY-1200-00-2-0930 | CPY-1200-00-2-0930 | 1200 Cyl, no Solenoid, Novec 1230, 930lb | 79430
CPY-1200-00-2-0935 | CPY-1200-00-2-0935 | 1200 Cyl, no Solenoid, Novec 1230, 935lb | 79741
CPY-1200-00-2-0940 | CPY-1200-00-2-0940 | 1200 Cyl, no Solenoid, Novec 1230, 940lb | 80053
CPY-1200-00-2-0945 | CPY-1200-00-2-0945 | 1200 Cyl, no Solenoid, Novec 1230, 945lb | 80364
CPY-1200-00-2-0950 | CPY-1200-00-2-0950 | 1200 Cyl, no Solenoid, Novec 1230, 950lb | 80676
CPY-1200-00-2-0955 | CPY-1200-00-2-0955 | 1200 Cyl, no Solenoid, Novec 1230, 955lb | 80988
CPY-1200-00-2-0960 | CPY-1200-00-2-0960 | 1200 Cyl, no Solenoid, Novec 1230, 960lb | 81299
CPY-1200-00-2-0965 | CPY-1200-00-2-0965 | 1200 Cyl, no Solenoid, Novec 1230, 965lb | 81611
CPY-1200-00-2-0970 | CPY-1200-00-2-0970 | 1200 Cyl, no Solenoid, Novec 1230, 970lb | 81922
CPY-1200-00-2-0975 | CPY-1200-00-2-0975 | 1200 Cyl, no Solenoid, Novec 1230, 975lb | 82234
CPY-1200-00-2-0980 | CPY-1200-00-2-0980 | 1200 Cyl, no Solenoid, Novec 1230, 980lb | 82546
CPY-1200-00-2-0985 | CPY-1200-00-2-0985 | 1200 Cyl, no Solenoid, Novec 1230, 985lb | 82857
CPY-1200-00-2-0990 | CPY-1200-00-2-0990 | 1200 Cyl, no Solenoid, Novec 1230, 990lb | 83169
CPY-1200-00-2-0995 | CPY-1200-00-2-0995 | 1200 Cyl, no Solenoid, Novec 1230, 995lb | 83481
CPY-1200-00-2-1000 | CPY-1200-00-2-1000 | 1200 Cyl, no Solenoid, Novec 1230, 1000lb | 83792
CPY-1200-00-2-1005 | CPY-1200-00-2-1005 | 1200 Cyl, no Solenoid, Novec 1230, 1005lb | 84104
CPY-1200-00-2-1010 | CPY-1200-00-2-1010 | 1200 Cyl, no Solenoid, Novec 1230, 1010lb | 84415
CPY-1200-00-2-1015 | CPY-1200-00-2-1015 | 1200 Cyl, no Solenoid, Novec 1230, 1015lb | 84727
CPY-1200-00-2-1020 | CPY-1200-00-2-1020 | 1200 Cyl, no Solenoid, Novec 1230, 1020lb | 85039
CPY-1200-00-2-1025 | CPY-1200-00-2-1025 | 1200 Cyl, no Solenoid, Novec 1230, 1025lb | 85350
CPY-1200-00-2-1030 | CPY-1200-00-2-1030 | 1200 Cyl, no Solenoid, Novec 1230, 1030lb | 85662
CPY-1200-00-2-1035 | CPY-1200-00-2-1035 | 1200 Cyl, no Solenoid, Novec 1230, 1035lb | 85974
CPY-1200-00-2-1040 | CPY-1200-00-2-1040 | 1200 Cyl, no Solenoid, Novec 1230, 1040lb | 86285
CPY-1200-00-2-1045 | CPY-1200-00-2-1045 | 1200 Cyl, no Solenoid, Novec 1230, 1045lb | 86597
CPY-1200-00-2-1050 | CPY-1200-00-2-1050 | 1200 Cyl, no Solenoid, Novec 1230, 1050lb | 86908
CPY-1200-00-2-1055 | CPY-1200-00-2-1055 | 1200 Cyl, no Solenoid, Novec 1230, 1055lb | 87220
CPY-1200-00-2-1060 | CPY-1200-00-2-1060 | 1200 Cyl, no Solenoid, Novec 1230, 1060lb | 87532
CPY-1200-00-2-1065 | CPY-1200-00-2-1065 | 1200 Cyl, no Solenoid, Novec 1230, 1065lb | 87843
CPY-1200-00-2-1070 | CPY-1200-00-2-1070 | 1200 Cyl, no Solenoid, Novec 1230, 1070lb | 88155
CPY-1200-00-2-1075 | CPY-1200-00-2-1075 | 1200 Cyl, no Solenoid, Novec 1230, 1075lb | 88467
CPY-1200-00-2-1080 | CPY-1200-00-2-1080 | 1200 Cyl, no Solenoid, Novec 1230, 1080lb | 88778
CPY-1200-00-2-1085 | CPY-1200-00-2-1085 | 1200 Cyl, no Solenoid, Novec 1230, 1085lb | 89090
CPY-1200-00-2-1090 | CPY-1200-00-2-1090 | 1200 Cyl, no Solenoid, Novec 1230, 1090lb | 89401
CPY-1200-00-2-1095 | CPY-1200-00-2-1095 | 1200 Cyl, no Solenoid, Novec 1230, 1095lb | 89713
CPY-1200-00-2-1100 | CPY-1200-00-2-1100 | 1200 Cyl, no Solenoid, Novec 1230, 1100lb | 90025
CPY-1200-00-2-1105 | CPY-1200-00-2-1105 | 1200 Cyl, no Solenoid, Novec 1230, 1105lb | 90336
CPY-1200-00-2-1110 | CPY-1200-00-2-1110 | 1200 Cyl, no Solenoid, Novec 1230, 1110lb | 90648
CPY-1200-00-2-1115 | CPY-1200-00-2-1115 | 1200 Cyl, no Solenoid, Novec 1230, 1115lb | 90959
CPY-1200-00-2-1120 | CPY-1200-00-2-1120 | 1200 Cyl, no Solenoid, Novec 1230, 1120lb | 91271
CPY-1200-00-2-1125 | CPY-1200-00-2-1125 | 1200 Cyl, no Solenoid, Novec 1230, 1125lb | 91583
CPY-1200-00-2-1130 | CPY-1200-00-2-1130 | 1200 Cyl, no Solenoid, Novec 1230, 1130lb | 91894
CPY-1200-00-2-1135 | CPY-1200-00-2-1135 | 1200 Cyl, no Solenoid, Novec 1230, 1135lb | 92206
CPY-1200-00-2-1140 | CPY-1200-00-2-1140 | 1200 Cyl, no Solenoid, Novec 1230, 1140lb | 92518
CPY-1200-00-2-1145 | CPY-1200-00-2-1145 | 1200 Cyl, no Solenoid, Novec 1230, 1145lb | 92829
CPY-1200-00-2-1150 | CPY-1200-00-2-1150 | 1200 Cyl, no Solenoid, Novec 1230, 1150lb | 93141
CPY-1200-00-2-1155 | CPY-1200-00-2-1155 | 1200 Cyl, no Solenoid, Novec 1230, 1155lb | 93452
CPY-1200-00-2-1160 | CPY-1200-00-2-1160 | 1200 Cyl, no Solenoid, Novec 1230, 1160lb | 93764
CPY-1200-00-2-1165 | CPY-1200-00-2-1165 | 1200 Cyl, no Solenoid, Novec 1230, 1165lb | 94076
CPY-1200-00-2-1170 | CPY-1200-00-2-1170 | 1200 Cyl, no Solenoid, Novec 1230, 1170lb | 94387
CPY-1200-00-2-1175 | CPY-1200-00-2-1175 | 1200 Cyl, no Solenoid, Novec 1230, 1175lb | 94699
CPY-1200-00-2-1180 | CPY-1200-00-2-1180 | 1200 Cyl, no Solenoid, Novec 1230, 1180lb | 95011
CPY-1200-00-2-1185 | CPY-1200-00-2-1185 | 1200 Cyl, no Solenoid, Novec 1230, 1185lb | 95322
CPY-1200-00-2-1190 | CPY-1200-00-2-1190 | 1200 Cyl, no Solenoid, Novec 1230, 1190lb | 95634
CPY-1200-00-2-1195 | CPY-1200-00-2-1195 | 1200 Cyl, no Solenoid, Novec 1230, 1195lb | 95945
CPY-1200-00-2-1200 | CPY-1200-00-2-1200 | 1200 Cyl, no Solenoid, Novec 1230, 1200lb | 96257
CPY-1200-00-3-0519 | CPY-1200-00-3-0519 | 1200 Cyl, no Solenoid, HFC-227ea, 519lb | 55354
CPY-1200-00-3-0520 | CPY-1200-00-3-0520 | 1200 Cyl, no Solenoid, HFC-227ea, 520lb | 55418
CPY-1200-00-3-0525 | CPY-1200-00-3-0525 | 1200 Cyl, no Solenoid, HFC-227ea, 525lb | 55740
CPY-1200-00-3-0530 | CPY-1200-00-3-0530 | 1200 Cyl, no Solenoid, HFC-227ea, 530lb | 56063
CPY-1200-00-3-0535 | CPY-1200-00-3-0535 | 1200 Cyl, no Solenoid, HFC-227ea, 535lb | 56385
CPY-1200-00-3-0540 | CPY-1200-00-3-0540 | 1200 Cyl, no Solenoid, HFC-227ea, 540lb | 56708
CPY-1200-00-3-0545 | CPY-1200-00-3-0545 | 1200 Cyl, no Solenoid, HFC-227ea, 545lb | 57030
CPY-1200-00-3-0550 | CPY-1200-00-3-0550 | 1200 Cyl, no Solenoid, HFC-227ea, 550lb | 57352
CPY-1200-00-3-0555 | CPY-1200-00-3-0555 | 1200 Cyl, no Solenoid, HFC-227ea, 555lb | 57675
CPY-1200-00-3-0560 | CPY-1200-00-3-0560 | 1200 Cyl, no Solenoid, HFC-227ea, 560lb | 57997
CPY-1200-00-3-0565 | CPY-1200-00-3-0565 | 1200 Cyl, no Solenoid, HFC-227ea, 565lb | 58320
CPY-1200-00-3-0570 | CPY-1200-00-3-0570 | 1200 Cyl, no Solenoid, HFC-227ea, 570lb | 58642
CPY-1200-00-3-0575 | CPY-1200-00-3-0575 | 1200 Cyl, no Solenoid, HFC-227ea, 575lb | 58964
CPY-1200-00-3-0580 | CPY-1200-00-3-0580 | 1200 Cyl, no Solenoid, HFC-227ea, 580lb | 59287
CPY-1200-00-3-0585 | CPY-1200-00-3-0585 | 1200 Cyl, no Solenoid, HFC-227ea, 585lb | 59609
CPY-1200-00-3-0590 | CPY-1200-00-3-0590 | 1200 Cyl, no Solenoid, HFC-227ea, 590lb | 59932
CPY-1200-00-3-0595 | CPY-1200-00-3-0595 | 1200 Cyl, no Solenoid, HFC-227ea, 595lb | 60254
CPY-1200-00-3-0600 | CPY-1200-00-3-0600 | 1200 Cyl, no Solenoid, HFC-227ea, 600lb | 60576
CPY-1200-00-3-0605 | CPY-1200-00-3-0605 | 1200 Cyl, no Solenoid, HFC-227ea, 605lb | 60899
CPY-1200-00-3-0610 | CPY-1200-00-3-0610 | 1200 Cyl, no Solenoid, HFC-227ea, 610lb | 61221
CPY-1200-00-3-0615 | CPY-1200-00-3-0615 | 1200 Cyl, no Solenoid, HFC-227ea, 615lb | 61543
CPY-1200-00-3-0620 | CPY-1200-00-3-0620 | 1200 Cyl, no Solenoid, HFC-227ea, 620lb | 61866
CPY-1200-00-3-0625 | CPY-1200-00-3-0625 | 1200 Cyl, no Solenoid, HFC-227ea, 625lb | 62188
CPY-1200-00-3-0630 | CPY-1200-00-3-0630 | 1200 Cyl, no Solenoid, HFC-227ea, 630lb | 62511
CPY-1200-00-3-0635 | CPY-1200-00-3-0635 | 1200 Cyl, no Solenoid, HFC-227ea, 635lb | 62833
CPY-1200-00-3-0640 | CPY-1200-00-3-0640 | 1200 Cyl, no Solenoid, HFC-227ea, 640lb | 63155
CPY-1200-00-3-0645 | CPY-1200-00-3-0645 | 1200 Cyl, no Solenoid, HFC-227ea, 645lb | 63478
CPY-1200-00-3-0650 | CPY-1200-00-3-0650 | 1200 Cyl, no Solenoid, HFC-227ea, 650lb | 63800
CPY-1200-00-3-0655 | CPY-1200-00-3-0655 | 1200 Cyl, no Solenoid, HFC-227ea, 655lb | 64123
CPY-1200-00-3-0660 | CPY-1200-00-3-0660 | 1200 Cyl, no Solenoid, HFC-227ea, 660lb | 64445
CPY-1200-00-3-0665 | CPY-1200-00-3-0665 | 1200 Cyl, no Solenoid, HFC-227ea, 665lb | 64767
CPY-1200-00-3-0670 | CPY-1200-00-3-0670 | 1200 Cyl, no Solenoid, HFC-227ea, 670lb | 65090
CPY-1200-00-3-0675 | CPY-1200-00-3-0675 | 1200 Cyl, no Solenoid, HFC-227ea, 675lb | 65412
CPY-1200-00-3-0680 | CPY-1200-00-3-0680 | 1200 Cyl, no Solenoid, HFC-227ea, 680lb | 65735
CPY-1200-00-3-0685 | CPY-1200-00-3-0685 | 1200 Cyl, no Solenoid, HFC-227ea, 685lb | 66057
CPY-1200-00-3-0690 | CPY-1200-00-3-0690 | 1200 Cyl, no Solenoid, HFC-227ea, 690lb | 66379
CPY-1200-00-3-0695 | CPY-1200-00-3-0695 | 1200 Cyl, no Solenoid, HFC-227ea, 695lb | 66702
CPY-1200-00-3-0700 | CPY-1200-00-3-0700 | 1200 Cyl, no Solenoid, HFC-227ea, 700lb | 67024
CPY-1200-00-3-0705 | CPY-1200-00-3-0705 | 1200 Cyl, no Solenoid, HFC-227ea, 705lb | 67347
CPY-1200-00-3-0710 | CPY-1200-00-3-0710 | 1200 Cyl, no Solenoid, HFC-227ea, 710lb | 67669
CPY-1200-00-3-0715 | CPY-1200-00-3-0715 | 1200 Cyl, no Solenoid, HFC-227ea, 715lb | 67991
CPY-1200-00-3-0720 | CPY-1200-00-3-0720 | 1200 Cyl, no Solenoid, HFC-227ea, 720lb | 68314
CPY-1200-00-3-0725 | CPY-1200-00-3-0725 | 1200 Cyl, no Solenoid, HFC-227ea, 725lb | 68636
CPY-1200-00-3-0730 | CPY-1200-00-3-0730 | 1200 Cyl, no Solenoid, HFC-227ea, 730lb | 68959
CPY-1200-00-3-0735 | CPY-1200-00-3-0735 | 1200 Cyl, no Solenoid, HFC-227ea, 735lb | 69281
CPY-1200-00-3-0740 | CPY-1200-00-3-0740 | 1200 Cyl, no Solenoid, HFC-227ea, 740lb | 69603
CPY-1200-00-3-0745 | CPY-1200-00-3-0745 | 1200 Cyl, no Solenoid, HFC-227ea, 745lb | 69926
CPY-1200-00-3-0750 | CPY-1200-00-3-0750 | 1200 Cyl, no Solenoid, HFC-227ea, 750lb | 70248
CPY-1200-00-3-0755 | CPY-1200-00-3-0755 | 1200 Cyl, no Solenoid, HFC-227ea, 755lb | 70571
CPY-1200-00-3-0760 | CPY-1200-00-3-0760 | 1200 Cyl, no Solenoid, HFC-227ea, 760lb | 70893
CPY-1200-00-3-0765 | CPY-1200-00-3-0765 | 1200 Cyl, no Solenoid, HFC-227ea, 765lb | 71215
CPY-1200-00-3-0770 | CPY-1200-00-3-0770 | 1200 Cyl, no Solenoid, HFC-227ea, 770lb | 71538
CPY-1200-00-3-0775 | CPY-1200-00-3-0775 | 1200 Cyl, no Solenoid, HFC-227ea, 775lb | 71860
CPY-1200-00-3-0780 | CPY-1200-00-3-0780 | 1200 Cyl, no Solenoid, HFC-227ea, 780lb | 72182
CPY-1200-00-3-0785 | CPY-1200-00-3-0785 | 1200 Cyl, no Solenoid, HFC-227ea, 785lb | 72505
CPY-1200-00-3-0790 | CPY-1200-00-3-0790 | 1200 Cyl, no Solenoid, HFC-227ea, 790lb | 72827
CPY-1200-00-3-0795 | CPY-1200-00-3-0795 | 1200 Cyl, no Solenoid, HFC-227ea, 795lb | 73150
CPY-1200-00-3-0800 | CPY-1200-00-3-0800 | 1200 Cyl, no Solenoid, HFC-227ea, 800lb | 73472
CPY-1200-00-3-0805 | CPY-1200-00-3-0805 | 1200 Cyl, no Solenoid, HFC-227ea, 805lb | 73794
CPY-1200-00-3-0810 | CPY-1200-00-3-0810 | 1200 Cyl, no Solenoid, HFC-227ea, 810lb | 74117
CPY-1200-00-3-0815 | CPY-1200-00-3-0815 | 1200 Cyl, no Solenoid, HFC-227ea, 815lb | 74439
CPY-1200-00-3-0820 | CPY-1200-00-3-0820 | 1200 Cyl, no Solenoid, HFC-227ea, 820lb | 74762
CPY-1200-00-3-0825 | CPY-1200-00-3-0825 | 1200 Cyl, no Solenoid, HFC-227ea, 825lb | 75084
CPY-1200-00-3-0830 | CPY-1200-00-3-0830 | 1200 Cyl, no Solenoid, HFC-227ea, 830lb | 75406
CPY-1200-00-3-0835 | CPY-1200-00-3-0835 | 1200 Cyl, no Solenoid, HFC-227ea, 835lb | 75729
CPY-1200-00-3-0840 | CPY-1200-00-3-0840 | 1200 Cyl, no Solenoid, HFC-227ea, 840lb | 76051
CPY-1200-00-3-0845 | CPY-1200-00-3-0845 | 1200 Cyl, no Solenoid, HFC-227ea, 845lb | 76374
CPY-1200-00-3-0850 | CPY-1200-00-3-0850 | 1200 Cyl, no Solenoid, HFC-227ea, 850lb | 76696
CPY-1200-00-3-0855 | CPY-1200-00-3-0855 | 1200 Cyl, no Solenoid, HFC-227ea, 855lb | 77018
CPY-1200-00-3-0860 | CPY-1200-00-3-0860 | 1200 Cyl, no Solenoid, HFC-227ea, 860lb | 77341
CPY-1200-00-3-0865 | CPY-1200-00-3-0865 | 1200 Cyl, no Solenoid, HFC-227ea, 865lb | 77663
CPY-1200-00-3-0870 | CPY-1200-00-3-0870 | 1200 Cyl, no Solenoid, HFC-227ea, 870lb | 77986
CPY-1200-00-3-0875 | CPY-1200-00-3-0875 | 1200 Cyl, no Solenoid, HFC-227ea, 875lb | 78308
CPY-1200-00-3-0880 | CPY-1200-00-3-0880 | 1200 Cyl, no Solenoid, HFC-227ea, 880lb | 78630
CPY-1200-00-3-0885 | CPY-1200-00-3-0885 | 1200 Cyl, no Solenoid, HFC-227ea, 885lb | 78953
CPY-1200-00-3-0890 | CPY-1200-00-3-0890 | 1200 Cyl, no Solenoid, HFC-227ea, 890lb | 79275
CPY-1200-00-3-0895 | CPY-1200-00-3-0895 | 1200 Cyl, no Solenoid, HFC-227ea, 895lb | 79598
CPY-1200-00-3-0900 | CPY-1200-00-3-0900 | 1200 Cyl, no Solenoid, HFC-227ea, 900lb | 79920
CPY-1200-00-3-0905 | CPY-1200-00-3-0905 | 1200 Cyl, no Solenoid, HFC-227ea, 905lb | 80242
CPY-1200-00-3-0910 | CPY-1200-00-3-0910 | 1200 Cyl, no Solenoid, HFC-227ea, 910lb | 80565
CPY-1200-00-3-0915 | CPY-1200-00-3-0915 | 1200 Cyl, no Solenoid, HFC-227ea, 915lb | 80887
CPY-1200-00-3-0920 | CPY-1200-00-3-0920 | 1200 Cyl, no Solenoid, HFC-227ea, 920lb | 81210
CPY-1200-00-3-0925 | CPY-1200-00-3-0925 | 1200 Cyl, no Solenoid, HFC-227ea, 925lb | 81532
CPY-1200-00-3-0930 | CPY-1200-00-3-0930 | 1200 Cyl, no Solenoid, HFC-227ea, 930lb | 81854
CPY-1200-00-3-0935 | CPY-1200-00-3-0935 | 1200 Cyl, no Solenoid, HFC-227ea, 935lb | 82177
CPY-1200-00-3-0940 | CPY-1200-00-3-0940 | 1200 Cyl, no Solenoid, HFC-227ea, 940lb | 82499
CPY-1200-00-3-0945 | CPY-1200-00-3-0945 | 1200 Cyl, no Solenoid, HFC-227ea, 945lb | 82821
CPY-1200-00-3-0950 | CPY-1200-00-3-0950 | 1200 Cyl, no Solenoid, HFC-227ea, 950lb | 83144
CPY-1200-00-3-0955 | CPY-1200-00-3-0955 | 1200 Cyl, no Solenoid, HFC-227ea, 955lb | 83466
CPY-1200-00-3-0960 | CPY-1200-00-3-0960 | 1200 Cyl, no Solenoid, HFC-227ea, 960lb | 83789
CPY-1200-00-3-0965 | CPY-1200-00-3-0965 | 1200 Cyl, no Solenoid, HFC-227ea, 965lb | 84111
CPY-1200-00-3-0970 | CPY-1200-00-3-0970 | 1200 Cyl, no Solenoid, HFC-227ea, 970lb | 84433
CPY-1200-00-3-0975 | CPY-1200-00-3-0975 | 1200 Cyl, no Solenoid, HFC-227ea, 975lb | 84756
CPY-1200-00-3-0980 | CPY-1200-00-3-0980 | 1200 Cyl, no Solenoid, HFC-227ea, 980lb | 85078
CPY-1200-00-3-0985 | CPY-1200-00-3-0985 | 1200 Cyl, no Solenoid, HFC-227ea, 985lb | 85401
CPY-1200-00-3-0990 | CPY-1200-00-3-0990 | 1200 Cyl, no Solenoid, HFC-227ea, 990lb | 85723
CPY-1200-00-3-0995 | CPY-1200-00-3-0995 | 1200 Cyl, no Solenoid, HFC-227ea, 995lb | 86045
CPY-1200-00-3-1000 | CPY-1200-00-3-1000 | 1200 Cyl, no Solenoid, HFC-227ea, 1000lb | 86368
CPY-1200-00-3-1005 | CPY-1200-00-3-1005 | 1200 Cyl, no Solenoid, HFC-227ea, 1005lb | 86690
CPY-1200-00-3-1010 | CPY-1200-00-3-1010 | 1200 Cyl, no Solenoid, HFC-227ea, 1010lb | 87013
CPY-1200-00-3-1015 | CPY-1200-00-3-1015 | 1200 Cyl, no Solenoid, HFC-227ea, 1015lb | 87335
CPY-1200-00-3-1020 | CPY-1200-00-3-1020 | 1200 Cyl, no Solenoid, HFC-227ea, 1020lb | 87657
CPY-1200-00-3-1025 | CPY-1200-00-3-1025 | 1200 Cyl, no Solenoid, HFC-227ea, 1025lb | 87980
CPY-1200-00-3-1030 | CPY-1200-00-3-1030 | 1200 Cyl, no Solenoid, HFC-227ea, 1030lb | 88302
CPY-1200-00-3-1035 | CPY-1200-00-3-1035 | 1200 Cyl, no Solenoid, HFC-227ea, 1035lb | 88625
CPY-1200-00-3-1040 | CPY-1200-00-3-1040 | 1200 Cyl, no Solenoid, HFC-227ea, 1040lb | 88947
CPY-1200-00-3-1045 | CPY-1200-00-3-1045 | 1200 Cyl, no Solenoid, HFC-227ea, 1045lb | 89269
CPY-1200-00-3-1050 | CPY-1200-00-3-1050 | 1200 Cyl, no Solenoid, HFC-227ea, 1050lb | 89592
CPY-1200-00-3-1055 | CPY-1200-00-3-1055 | 1200 Cyl, no Solenoid, HFC-227ea, 1055lb | 89914
CPY-1200-00-3-1060 | CPY-1200-00-3-1060 | 1200 Cyl, no Solenoid, HFC-227ea, 1060lb | 90237
CPY-1200-00-3-1065 | CPY-1200-00-3-1065 | 1200 Cyl, no Solenoid, HFC-227ea, 1065lb | 90559
CPY-1200-00-3-1070 | CPY-1200-00-3-1070 | 1200 Cyl, no Solenoid, HFC-227ea, 1070lb | 90881
CPY-1200-00-3-1075 | CPY-1200-00-3-1075 | 1200 Cyl, no Solenoid, HFC-227ea, 1075lb | 91204
CPY-1200-00-3-1080 | CPY-1200-00-3-1080 | 1200 Cyl, no Solenoid, HFC-227ea, 1080lb | 91526
CPY-1200-00-3-1085 | CPY-1200-00-3-1085 | 1200 Cyl, no Solenoid, HFC-227ea, 1085lb | 91849
CPY-1200-00-3-1090 | CPY-1200-00-3-1090 | 1200 Cyl, no Solenoid, HFC-227ea, 1090lb | 92171
CPY-1200-00-3-1095 | CPY-1200-00-3-1095 | 1200 Cyl, no Solenoid, HFC-227ea, 1095lb | 92493
CPY-1200-00-3-1100 | CPY-1200-00-3-1100 | 1200 Cyl, no Solenoid, HFC-227ea, 1100lb | 92816
CPY-1200-00-3-1105 | CPY-1200-00-3-1105 | 1200 Cyl, no Solenoid, HFC-227ea, 1105lb | 93138
CPY-1200-00-3-1110 | CPY-1200-00-3-1110 | 1200 Cyl, no Solenoid, HFC-227ea, 1110lb | 93461
CPY-1200-00-3-1115 | CPY-1200-00-3-1115 | 1200 Cyl, no Solenoid, HFC-227ea, 1115lb | 93783
CPY-1200-00-3-1120 | CPY-1200-00-3-1120 | 1200 Cyl, no Solenoid, HFC-227ea, 1120lb | 94105
CPY-1200-00-3-1125 | CPY-1200-00-3-1125 | 1200 Cyl, no Solenoid, HFC-227ea, 1125lb | 94428
CPY-1200-00-3-1130 | CPY-1200-00-3-1130 | 1200 Cyl, no Solenoid, HFC-227ea, 1130lb | 94750
CPY-1200-00-3-1135 | CPY-1200-00-3-1135 | 1200 Cyl, no Solenoid, HFC-227ea, 1135lb | 95072
CPY-1200-00-3-1140 | CPY-1200-00-3-1140 | 1200 Cyl, no Solenoid, HFC-227ea, 1140lb | 95395
CPY-1200-00-3-1145 | CPY-1200-00-3-1145 | 1200 Cyl, no Solenoid, HFC-227ea, 1145lb | 95717
CPY-1200-00-3-1150 | CPY-1200-00-3-1150 | 1200 Cyl, no Solenoid, HFC-227ea, 1150lb | 96040
CPY-1200-00-3-1155 | CPY-1200-00-3-1155 | 1200 Cyl, no Solenoid, HFC-227ea, 1155lb | 96362
CPY-1200-00-3-1160 | CPY-1200-00-3-1160 | 1200 Cyl, no Solenoid, HFC-227ea, 1160lb | 96684
CPY-1200-00-3-1165 | CPY-1200-00-3-1165 | 1200 Cyl, no Solenoid, HFC-227ea, 1165lb | 97007
CPY-1200-00-3-1170 | CPY-1200-00-3-1170 | 1200 Cyl, no Solenoid, HFC-227ea, 1170lb | 97329
CPY-1200-00-3-1175 | CPY-1200-00-3-1175 | 1200 Cyl, no Solenoid, HFC-227ea, 1175lb | 97652
CPY-1200-00-3-1180 | CPY-1200-00-3-1180 | 1200 Cyl, no Solenoid, HFC-227ea, 1180lb | 97974
CPY-1200-00-3-1185 | CPY-1200-00-3-1185 | 1200 Cyl, no Solenoid, HFC-227ea, 1185lb | 98296
CPY-1200-00-3-1190 | CPY-1200-00-3-1190 | 1200 Cyl, no Solenoid, HFC-227ea, 1190lb | 98619
CPY-1200-00-3-1195 | CPY-1200-00-3-1195 | 1200 Cyl, no Solenoid, HFC-227ea, 1195lb | 98941
CPY-1200-00-3-1200 | CPY-1200-00-3-1200 | 1200 Cyl, no Solenoid, HFC-227ea, 1200lb | 99264
CPY-150-00-2-0066 | CPY-150-00-2-0066 | 150 Cyl, no Solenoid, NOVEC 1230, 66lb | 11516
CPY-150-00-2-0067 | CPY-150-00-2-0067 | 150 Cyl, no Solenoid, NOVEC 1230, 67lb | 11578
CPY-150-00-2-0068 | CPY-150-00-2-0068 | 150 Cyl, no Solenoid, NOVEC 1230, 68lb | 11640
CPY-150-00-2-0069 | CPY-150-00-2-0069 | 150 Cyl, no Solenoid, NOVEC 1230, 69lb | 11703
CPY-150-00-2-0070 | CPY-150-00-2-0070 | 150 Cyl, no Solenoid, NOVEC 1230, 70lb | 11765
CPY-150-00-2-0071 | CPY-150-00-2-0071 | 150 Cyl, no Solenoid, NOVEC 1230, 71lb | 11827
CPY-150-00-2-0072 | CPY-150-00-2-0072 | 150 Cyl, no Solenoid, NOVEC 1230, 72lb | 11890
CPY-150-00-2-0073 | CPY-150-00-2-0073 | 150 Cyl, no Solenoid, NOVEC 1230, 73lb | 11952
CPY-150-00-2-0074 | CPY-150-00-2-0074 | 150 Cyl, no Solenoid, NOVEC 1230, 74lb | 12014
CPY-150-00-2-0075 | CPY-150-00-2-0075 | 150 Cyl, no Solenoid, NOVEC 1230, 75lb | 12077
CPY-150-00-2-0076 | CPY-150-00-2-0076 | 150 Cyl, no Solenoid, NOVEC 1230, 76lb | 12139
CPY-150-00-2-0077 | CPY-150-00-2-0077 | 150 Cyl, no Solenoid, NOVEC 1230, 77lb | 12201
CPY-150-00-2-0078 | CPY-150-00-2-0078 | 150 Cyl, no Solenoid, NOVEC 1230, 78lb | 12264
CPY-150-00-2-0079 | CPY-150-00-2-0079 | 150 Cyl, no Solenoid, NOVEC 1230, 79lb | 12326
CPY-150-00-2-0080 | CPY-150-00-2-0080 | 150 Cyl, no Solenoid, NOVEC 1230, 80lb | 12388
CPY-150-00-2-0081 | CPY-150-00-2-0081 | 150 Cyl, no Solenoid, NOVEC 1230, 81lb | 12451
CPY-150-00-2-0082 | CPY-150-00-2-0082 | 150 Cyl, no Solenoid, NOVEC 1230, 82lb | 12513
CPY-150-00-2-0083 | CPY-150-00-2-0083 | 150 Cyl, no Solenoid, NOVEC 1230, 83lb | 12575
CPY-150-00-2-0084 | CPY-150-00-2-0084 | 150 Cyl, no Solenoid, NOVEC 1230, 84lb | 12637
CPY-150-00-2-0085 | CPY-150-00-2-0085 | 150 Cyl, no Solenoid, NOVEC 1230, 85lb | 12700
CPY-150-00-2-0086 | CPY-150-00-2-0086 | 150 Cyl, no Solenoid, NOVEC 1230, 86lb | 12762
CPY-150-00-2-0087 | CPY-150-00-2-0087 | 150 Cyl, no Solenoid, NOVEC 1230, 87lb | 12824
CPY-150-00-2-0088 | CPY-150-00-2-0088 | 150 Cyl, no Solenoid, NOVEC 1230, 88lb | 12887
CPY-150-00-2-0089 | CPY-150-00-2-0089 | 150 Cyl, no Solenoid, NOVEC 1230, 89lb | 12949
CPY-150-00-2-0090 | CPY-150-00-2-0090 | 150 Cyl, no Solenoid, NOVEC 1230, 90lb | 13011
CPY-150-00-2-0091 | CPY-150-00-2-0091 | 150 Cyl, no Solenoid, NOVEC 1230, 91lb | 13074
CPY-150-00-2-0092 | CPY-150-00-2-0092 | 150 Cyl, no Solenoid, NOVEC 1230, 92lb | 13136
CPY-150-00-2-0093 | CPY-150-00-2-0093 | 150 Cyl, no Solenoid, NOVEC 1230, 93lb | 13198
CPY-150-00-2-0094 | CPY-150-00-2-0094 | 150 Cyl, no Solenoid, NOVEC 1230, 94lb | 13261
CPY-150-00-2-0095 | CPY-150-00-2-0095 | 150 Cyl, no Solenoid, NOVEC 1230, 95lb | 13323
CPY-150-00-2-0096 | CPY-150-00-2-0096 | 150 Cyl, no Solenoid, NOVEC 1230, 96lb | 13385
CPY-150-00-2-0097 | CPY-150-00-2-0097 | 150 Cyl, no Solenoid, NOVEC 1230, 97lb | 13448
CPY-150-00-2-0098 | CPY-150-00-2-0098 | 150 Cyl, no Solenoid, NOVEC 1230, 98lb | 13510
CPY-150-00-2-0099 | CPY-150-00-2-0099 | 150 Cyl, no Solenoid, NOVEC 1230, 99lb | 13572
CPY-150-00-2-0100 | CPY-150-00-2-0100 | 150 Cyl, no Solenoid, NOVEC 1230, 100lb | 13635
CPY-150-00-2-0101 | CPY-150-00-2-0101 | 150 Cyl, no Solenoid, NOVEC 1230, 101lb | 13697
CPY-150-00-2-0102 | CPY-150-00-2-0102 | 150 Cyl, no Solenoid, NOVEC 1230, 102lb | 13759
CPY-150-00-2-0103 | CPY-150-00-2-0103 | 150 Cyl, no Solenoid, NOVEC 1230, 103lb | 13822
CPY-150-00-2-0104 | CPY-150-00-2-0104 | 150 Cyl, no Solenoid, NOVEC 1230, 104lb | 13884
CPY-150-00-2-0105 | CPY-150-00-2-0105 | 150 Cyl, no Solenoid, NOVEC 1230, 105lb | 13946
CPY-150-00-2-0106 | CPY-150-00-2-0106 | 150 Cyl, no Solenoid, NOVEC 1230, 106lb | 14009
CPY-150-00-2-0107 | CPY-150-00-2-0107 | 150 Cyl, no Solenoid, NOVEC 1230, 107lb | 14071
CPY-150-00-2-0108 | CPY-150-00-2-0108 | 150 Cyl, no Solenoid, NOVEC 1230, 108lb | 14133
CPY-150-00-2-0109 | CPY-150-00-2-0109 | 150 Cyl, no Solenoid, NOVEC 1230, 109lb | 14196
CPY-150-00-2-0110 | CPY-150-00-2-0110 | 150 Cyl, no Solenoid, NOVEC 1230, 110lb | 14258
CPY-150-00-2-0111 | CPY-150-00-2-0111 | 150 Cyl, no Solenoid, NOVEC 1230, 111lb | 14320
CPY-150-00-2-0112 | CPY-150-00-2-0112 | 150 Cyl, no Solenoid, NOVEC 1230, 112lb | 14383
CPY-150-00-2-0113 | CPY-150-00-2-0113 | 150 Cyl, no Solenoid, NOVEC 1230, 113lb | 14445
CPY-150-00-2-0114 | CPY-150-00-2-0114 | 150 Cyl, no Solenoid, NOVEC 1230, 114lb | 14507
CPY-150-00-2-0115 | CPY-150-00-2-0115 | 150 Cyl, no Solenoid, NOVEC 1230, 115lb | 14570
CPY-150-00-2-0116 | CPY-150-00-2-0116 | 150 Cyl, no Solenoid, NOVEC 1230, 116lb | 14632
CPY-150-00-2-0117 | CPY-150-00-2-0117 | 150 Cyl, no Solenoid, NOVEC 1230, 117lb | 14694
CPY-150-00-2-0118 | CPY-150-00-2-0118 | 150 Cyl, no Solenoid, NOVEC 1230, 118lb | 14757
CPY-150-00-2-0119 | CPY-150-00-2-0119 | 150 Cyl, no Solenoid, NOVEC 1230, 119lb | 14819
CPY-150-00-2-0120 | CPY-150-00-2-0120 | 150 Cyl, no Solenoid, NOVEC 1230, 120lb | 14881
CPY-150-00-2-0121 | CPY-150-00-2-0121 | 150 Cyl, no Solenoid, NOVEC 1230, 121lb | 14943
CPY-150-00-2-0122 | CPY-150-00-2-0122 | 150 Cyl, no Solenoid, NOVEC 1230, 122lb | 15006
CPY-150-00-2-0123 | CPY-150-00-2-0123 | 150 Cyl, no Solenoid, NOVEC 1230, 123lb | 15068
CPY-150-00-2-0124 | CPY-150-00-2-0124 | 150 Cyl, no Solenoid, NOVEC 1230, 124lb | 15130
CPY-150-00-2-0125 | CPY-150-00-2-0125 | 150 Cyl, no Solenoid, NOVEC 1230, 125lb | 15193
CPY-150-00-2-0126 | CPY-150-00-2-0126 | 150 Cyl, no Solenoid, NOVEC 1230, 126lb | 15255
CPY-150-00-2-0127 | CPY-150-00-2-0127 | 150 Cyl, no Solenoid, NOVEC 1230, 127lb | 15317
CPY-150-00-2-0128 | CPY-150-00-2-0128 | 150 Cyl, no Solenoid, NOVEC 1230, 128lb | 15380
CPY-150-00-2-0129 | CPY-150-00-2-0129 | 150 Cyl, no Solenoid, NOVEC 1230, 129lb | 15442
CPY-150-00-2-0130 | CPY-150-00-2-0130 | 150 Cyl, no Solenoid, NOVEC 1230, 130lb | 15504
CPY-150-00-2-0131 | CPY-150-00-2-0131 | 150 Cyl, no Solenoid, NOVEC 1230, 131lb | 15567
CPY-150-00-2-0132 | CPY-150-00-2-0132 | 150 Cyl, no Solenoid, NOVEC 1230, 132lb | 15629
CPY-150-00-2-0133 | CPY-150-00-2-0133 | 150 Cyl, no Solenoid, NOVEC 1230, 133lb | 15691
CPY-150-00-2-0134 | CPY-150-00-2-0134 | 150 Cyl, no Solenoid, NOVEC 1230, 134lb | 15754
CPY-150-00-2-0135 | CPY-150-00-2-0135 | 150 Cyl, no Solenoid, NOVEC 1230, 135lb | 15816
CPY-150-00-2-0136 | CPY-150-00-2-0136 | 150 Cyl, no Solenoid, NOVEC 1230, 136lb | 15878
CPY-150-00-2-0137 | CPY-150-00-2-0137 | 150 Cyl, no Solenoid, NOVEC 1230, 137lb | 15941
CPY-150-00-2-0138 | CPY-150-00-2-0138 | 150 Cyl, no Solenoid, NOVEC 1230, 138lb | 16003
CPY-150-00-2-0139 | CPY-150-00-2-0139 | 150 Cyl, no Solenoid, NOVEC 1230, 139lb | 16065
CPY-150-00-2-0140 | CPY-150-00-2-0140 | 150 Cyl, no Solenoid, NOVEC 1230, 140lb | 16128
CPY-150-00-2-0141 | CPY-150-00-2-0141 | 150 Cyl, no Solenoid, NOVEC 1230, 141lb | 16190
CPY-150-00-2-0142 | CPY-150-00-2-0142 | 150 Cyl, no Solenoid, NOVEC 1230, 142lb | 16252
CPY-150-00-2-0143 | CPY-150-00-2-0143 | 150 Cyl, no Solenoid, NOVEC 1230, 143lb | 16315
CPY-150-00-2-0144 | CPY-150-00-2-0144 | 150 Cyl, no Solenoid, NOVEC 1230, 144lb | 16377
CPY-150-00-2-0145 | CPY-150-00-2-0145 | 150 Cyl, no Solenoid, NOVEC 1230, 145lb | 16439
CPY-150-00-2-0146 | CPY-150-00-2-0146 | 150 Cyl, no Solenoid, NOVEC 1230, 146lb | 16502
CPY-150-00-2-0147 | CPY-150-00-2-0147 | 150 Cyl, no Solenoid, NOVEC 1230, 147lb | 16564
CPY-150-00-2-0148 | CPY-150-00-2-0148 | 150 Cyl, no Solenoid, NOVEC 1230, 148lb | 16626
CPY-150-00-2-0149 | CPY-150-00-2-0149 | 150 Cyl, no Solenoid, NOVEC 1230, 149lb | 16689
CPY-150-00-2-0150 | CPY-150-00-2-0150 | 150 Cyl, no Solenoid, NOVEC 1230, 150lb | 16751
CPY-150-00-3-0066 | CPY-150-00-3-0066 | 150 Cyl, no Solenoid, HFC-227ea, 66lb | 11803
CPY-150-00-3-0067 | CPY-150-00-3-0067 | 150 Cyl, no Solenoid, HFC-227ea, 67lb | 11867
CPY-150-00-3-0068 | CPY-150-00-3-0068 | 150 Cyl, no Solenoid, HFC-227ea, 68lb | 11932
CPY-150-00-3-0069 | CPY-150-00-3-0069 | 150 Cyl, no Solenoid, HFC-227ea, 69lb | 11996
CPY-150-00-3-0070 | CPY-150-00-3-0070 | 150 Cyl, no Solenoid, HFC-227ea, 70lb | 12061
CPY-150-00-3-0071 | CPY-150-00-3-0071 | 150 Cyl, no Solenoid, HFC-227ea, 71lb | 12125
CPY-150-00-3-0072 | CPY-150-00-3-0072 | 150 Cyl, no Solenoid, HFC-227ea, 72lb | 12190
CPY-150-00-3-0073 | CPY-150-00-3-0073 | 150 Cyl, no Solenoid, HFC-227ea, 73lb | 12254
CPY-150-00-3-0074 | CPY-150-00-3-0074 | 150 Cyl, no Solenoid, HFC-227ea, 74lb | 12319
CPY-150-00-3-0075 | CPY-150-00-3-0075 | 150 Cyl, no Solenoid, HFC-227ea, 75lb | 12383
CPY-150-00-3-0076 | CPY-150-00-3-0076 | 150 Cyl, no Solenoid, HFC-227ea, 76lb | 12448
CPY-150-00-3-0077 | CPY-150-00-3-0077 | 150 Cyl, no Solenoid, HFC-227ea, 77lb | 12512
CPY-150-00-3-0078 | CPY-150-00-3-0078 | 150 Cyl, no Solenoid, HFC-227ea, 78lb | 12577
CPY-150-00-3-0079 | CPY-150-00-3-0079 | 150 Cyl, no Solenoid, HFC-227ea, 79lb | 12641
CPY-150-00-3-0080 | CPY-150-00-3-0080 | 150 Cyl, no Solenoid, HFC-227ea, 80lb | 12706
CPY-150-00-3-0081 | CPY-150-00-3-0081 | 150 Cyl, no Solenoid, HFC-227ea, 81lb | 12770
CPY-150-00-3-0082 | CPY-150-00-3-0082 | 150 Cyl, no Solenoid, HFC-227ea, 82lb | 12835
CPY-150-00-3-0083 | CPY-150-00-3-0083 | 150 Cyl, no Solenoid, HFC-227ea, 83lb | 12899
CPY-150-00-3-0084 | CPY-150-00-3-0084 | 150 Cyl, no Solenoid, HFC-227ea, 84lb | 12964
CPY-150-00-3-0085 | CPY-150-00-3-0085 | 150 Cyl, no Solenoid, HFC-227ea, 85lb | 13028
CPY-150-00-3-0086 | CPY-150-00-3-0086 | 150 Cyl, no Solenoid, HFC-227ea, 86lb | 13093
CPY-150-00-3-0087 | CPY-150-00-3-0087 | 150 Cyl, no Solenoid, HFC-227ea, 87lb | 13157
CPY-150-00-3-0088 | CPY-150-00-3-0088 | 150 Cyl, no Solenoid, HFC-227ea, 88lb | 13222
CPY-150-00-3-0089 | CPY-150-00-3-0089 | 150 Cyl, no Solenoid, HFC-227ea, 89lb | 13286
CPY-150-00-3-0090 | CPY-150-00-3-0090 | 150 Cyl, no Solenoid, HFC-227ea, 90lb | 13351
CPY-150-00-3-0091 | CPY-150-00-3-0091 | 150 Cyl, no Solenoid, HFC-227ea, 91lb | 13415
CPY-150-00-3-0092 | CPY-150-00-3-0092 | 150 Cyl, no Solenoid, HFC-227ea, 92lb | 13479
CPY-150-00-3-0093 | CPY-150-00-3-0093 | 150 Cyl, no Solenoid, HFC-227ea, 93lb | 13544
CPY-150-00-3-0094 | CPY-150-00-3-0094 | 150 Cyl, no Solenoid, HFC-227ea, 94lb | 13608
CPY-150-00-3-0095 | CPY-150-00-3-0095 | 150 Cyl, no Solenoid, HFC-227ea, 95lb | 13673
CPY-150-00-3-0096 | CPY-150-00-3-0096 | 150 Cyl, no Solenoid, HFC-227ea, 96lb | 13737
CPY-150-00-3-0097 | CPY-150-00-3-0097 | 150 Cyl, no Solenoid, HFC-227ea, 97lb | 13802
CPY-150-00-3-0098 | CPY-150-00-3-0098 | 150 Cyl, no Solenoid, HFC-227ea, 98lb | 13866
CPY-150-00-3-0099 | CPY-150-00-3-0099 | 150 Cyl, no Solenoid, HFC-227ea, 99lb | 13931
CPY-150-00-3-0100 | CPY-150-00-3-0100 | 150 Cyl, no Solenoid, HFC-227ea, 100lb | 13995
CPY-150-00-3-0101 | CPY-150-00-3-0101 | 150 Cyl, no Solenoid, HFC-227ea, 101lb | 14060
CPY-150-00-3-0102 | CPY-150-00-3-0102 | 150 Cyl, no Solenoid, HFC-227ea, 102lb | 14124
CPY-150-00-3-0103 | CPY-150-00-3-0103 | 150 Cyl, no Solenoid, HFC-227ea, 103lb | 14189
CPY-150-00-3-0104 | CPY-150-00-3-0104 | 150 Cyl, no Solenoid, HFC-227ea, 104lb | 14253
CPY-150-00-3-0105 | CPY-150-00-3-0105 | 150 Cyl, no Solenoid, HFC-227ea, 105lb | 14318
CPY-150-00-3-0106 | CPY-150-00-3-0106 | 150 Cyl, no Solenoid, HFC-227ea, 106lb | 14382
CPY-150-00-3-0107 | CPY-150-00-3-0107 | 150 Cyl, no Solenoid, HFC-227ea, 107lb | 14447
CPY-150-00-3-0108 | CPY-150-00-3-0108 | 150 Cyl, no Solenoid, HFC-227ea, 108lb | 14511
CPY-150-00-3-0109 | CPY-150-00-3-0109 | 150 Cyl, no Solenoid, HFC-227ea, 109lb | 14576
CPY-150-00-3-0110 | CPY-150-00-3-0110 | 150 Cyl, no Solenoid, HFC-227ea, 110lb | 14640
CPY-150-00-3-0111 | CPY-150-00-3-0111 | 150 Cyl, no Solenoid, HFC-227ea, 111lb | 14705
CPY-150-00-3-0112 | CPY-150-00-3-0112 | 150 Cyl, no Solenoid, HFC-227ea, 112lb | 14769
CPY-150-00-3-0113 | CPY-150-00-3-0113 | 150 Cyl, no Solenoid, HFC-227ea, 113lb | 14834
CPY-150-00-3-0114 | CPY-150-00-3-0114 | 150 Cyl, no Solenoid, HFC-227ea, 114lb | 14898
CPY-150-00-3-0115 | CPY-150-00-3-0115 | 150 Cyl, no Solenoid, HFC-227ea, 115lb | 14962
CPY-150-00-3-0116 | CPY-150-00-3-0116 | 150 Cyl, no Solenoid, HFC-227ea, 116lb | 15027
CPY-150-00-3-0117 | CPY-150-00-3-0117 | 150 Cyl, no Solenoid, HFC-227ea, 117lb | 15091
CPY-150-00-3-0118 | CPY-150-00-3-0118 | 150 Cyl, no Solenoid, HFC-227ea, 118lb | 15156
CPY-150-00-3-0119 | CPY-150-00-3-0119 | 150 Cyl, no Solenoid, HFC-227ea, 119lb | 15220
CPY-150-00-3-0120 | CPY-150-00-3-0120 | 150 Cyl, no Solenoid, HFC-227ea, 120lb | 15285
CPY-150-00-3-0121 | CPY-150-00-3-0121 | 150 Cyl, no Solenoid, HFC-227ea, 121lb | 15349
CPY-150-00-3-0122 | CPY-150-00-3-0122 | 150 Cyl, no Solenoid, HFC-227ea, 122lb | 15414
CPY-150-00-3-0123 | CPY-150-00-3-0123 | 150 Cyl, no Solenoid, HFC-227ea, 123lb | 15478
CPY-150-00-3-0124 | CPY-150-00-3-0124 | 150 Cyl, no Solenoid, HFC-227ea, 124lb | 15543
CPY-150-00-3-0125 | CPY-150-00-3-0125 | 150 Cyl, no Solenoid, HFC-227ea, 125lb | 15607
CPY-150-00-3-0126 | CPY-150-00-3-0126 | 150 Cyl, no Solenoid, HFC-227ea, 126lb | 15672
CPY-150-00-3-0127 | CPY-150-00-3-0127 | 150 Cyl, no Solenoid, HFC-227ea, 127lb | 15736
CPY-150-00-3-0128 | CPY-150-00-3-0128 | 150 Cyl, no Solenoid, HFC-227ea, 128lb | 15801
CPY-150-00-3-0129 | CPY-150-00-3-0129 | 150 Cyl, no Solenoid, HFC-227ea, 129lb | 15865
CPY-150-00-3-0130 | CPY-150-00-3-0130 | 150 Cyl, no Solenoid, HFC-227ea, 130lb | 15930
CPY-150-00-3-0131 | CPY-150-00-3-0131 | 150 Cyl, no Solenoid, HFC-227ea, 131lb | 15994
CPY-150-00-3-0132 | CPY-150-00-3-0132 | 150 Cyl, no Solenoid, HFC-227ea, 132lb | 16059
CPY-150-00-3-0133 | CPY-150-00-3-0133 | 150 Cyl, no Solenoid, HFC-227ea, 133lb | 16123
CPY-150-00-3-0134 | CPY-150-00-3-0134 | 150 Cyl, no Solenoid, HFC-227ea, 134lb | 16188
CPY-150-00-3-0135 | CPY-150-00-3-0135 | 150 Cyl, no Solenoid, HFC-227ea, 135lb | 16252
CPY-150-00-3-0136 | CPY-150-00-3-0136 | 150 Cyl, no Solenoid, HFC-227ea, 136lb | 16317
CPY-150-00-3-0137 | CPY-150-00-3-0137 | 150 Cyl, no Solenoid, HFC-227ea, 137lb | 16381
CPY-150-00-3-0138 | CPY-150-00-3-0138 | 150 Cyl, no Solenoid, HFC-227ea, 138lb | 16445
CPY-150-00-3-0139 | CPY-150-00-3-0139 | 150 Cyl, no Solenoid, HFC-227ea, 139lb | 16510
CPY-150-00-3-0140 | CPY-150-00-3-0140 | 150 Cyl, no Solenoid, HFC-227ea, 140lb | 16574
CPY-150-00-3-0141 | CPY-150-00-3-0141 | 150 Cyl, no Solenoid, HFC-227ea, 141lb | 16639
CPY-150-00-3-0142 | CPY-150-00-3-0142 | 150 Cyl, no Solenoid, HFC-227ea, 142lb | 16703
CPY-150-00-3-0143 | CPY-150-00-3-0143 | 150 Cyl, no Solenoid, HFC-227ea, 143lb | 16768
CPY-150-00-3-0144 | CPY-150-00-3-0144 | 150 Cyl, no Solenoid, HFC-227ea, 144lb | 16832
CPY-150-00-3-0145 | CPY-150-00-3-0145 | 150 Cyl, no Solenoid, HFC-227ea, 145lb | 16897
CPY-150-00-3-0146 | CPY-150-00-3-0146 | 150 Cyl, no Solenoid, HFC-227ea, 146lb | 16961
CPY-150-00-3-0147 | CPY-150-00-3-0147 | 150 Cyl, no Solenoid, HFC-227ea, 147lb | 17026
CPY-150-00-3-0148 | CPY-150-00-3-0148 | 150 Cyl, no Solenoid, HFC-227ea, 148lb | 17090
CPY-150-00-3-0149 | CPY-150-00-3-0149 | 150 Cyl, no Solenoid, HFC-227ea, 149lb | 17155
CPY-150-00-3-0150 | CPY-150-00-3-0150 | 150 Cyl, no Solenoid, HFC-227ea, 150lb | 17219
CPY-250-00-2-0109 | CPY-250-00-2-0109 | 250 Cyl, no Solenoid, NOVEC 1230, 109lb | 15200
CPY-250-00-2-0110 | CPY-250-00-2-0110 | 250 Cyl, no Solenoid, NOVEC 1230, 110lb | 15262
CPY-250-00-2-0115 | CPY-250-00-2-0115 | 250 Cyl, no Solenoid, NOVEC 1230, 115lb | 15574
CPY-250-00-2-0120 | CPY-250-00-2-0120 | 250 Cyl, no Solenoid, NOVEC 1230, 120lb | 15885
CPY-250-00-2-0125 | CPY-250-00-2-0125 | 250 Cyl, no Solenoid, NOVEC 1230, 125lb | 16197
CPY-250-00-2-0130 | CPY-250-00-2-0130 | 250 Cyl, no Solenoid, NOVEC 1230, 130lb | 16509
CPY-250-00-2-0135 | CPY-250-00-2-0135 | 250 Cyl, no Solenoid, NOVEC 1230, 135lb | 16820
CPY-250-00-2-0140 | CPY-250-00-2-0140 | 250 Cyl, no Solenoid, NOVEC 1230, 140lb | 17132
CPY-250-00-2-0145 | CPY-250-00-2-0145 | 250 Cyl, no Solenoid, NOVEC 1230, 145lb | 17443
CPY-250-00-2-0150 | CPY-250-00-2-0150 | 250 Cyl, no Solenoid, NOVEC 1230, 150lb | 17755
CPY-250-00-2-0155 | CPY-250-00-2-0155 | 250 Cyl, no Solenoid, NOVEC 1230, 155lb | 18067
CPY-250-00-2-0160 | CPY-250-00-2-0160 | 250 Cyl, no Solenoid, NOVEC 1230, 160lb | 18378
CPY-250-00-2-0165 | CPY-250-00-2-0165 | 250 Cyl, no Solenoid, NOVEC 1230, 165lb | 18690
CPY-250-00-2-0170 | CPY-250-00-2-0170 | 250 Cyl, no Solenoid, NOVEC 1230, 170lb | 19002
CPY-250-00-2-0175 | CPY-250-00-2-0175 | 250 Cyl, no Solenoid, NOVEC 1230, 175lb | 19313
CPY-250-00-2-0180 | CPY-250-00-2-0180 | 250 Cyl, no Solenoid, NOVEC 1230, 180lb | 19625
CPY-250-00-2-0185 | CPY-250-00-2-0185 | 250 Cyl, no Solenoid, NOVEC 1230, 185lb | 19936
CPY-250-00-2-0190 | CPY-250-00-2-0190 | 250 Cyl, no Solenoid, NOVEC 1230, 190lb | 20248
CPY-250-00-2-0195 | CPY-250-00-2-0195 | 250 Cyl, no Solenoid, NOVEC 1230, 195lb | 20560
CPY-250-00-2-0200 | CPY-250-00-2-0200 | 250 Cyl, no Solenoid, NOVEC 1230, 200lb | 20871
CPY-250-00-2-0205 | CPY-250-00-2-0205 | 250 Cyl, no Solenoid, NOVEC 1230, 205lb | 21183
CPY-250-00-2-0210 | CPY-250-00-2-0210 | 250 Cyl, no Solenoid, NOVEC 1230, 210lb | 21494
CPY-250-00-2-0215 | CPY-250-00-2-0215 | 250 Cyl, no Solenoid, NOVEC 1230, 215lb | 21806
CPY-250-00-2-0220 | CPY-250-00-2-0220 | 250 Cyl, no Solenoid, NOVEC 1230, 220lb | 22118
CPY-250-00-2-0225 | CPY-250-00-2-0225 | 250 Cyl, no Solenoid, NOVEC 1230, 225lb | 22429
CPY-250-00-2-0230 | CPY-250-00-2-0230 | 250 Cyl, no Solenoid, NOVEC 1230, 230lb | 22741
CPY-250-00-2-0235 | CPY-250-00-2-0235 | 250 Cyl, no Solenoid, NOVEC 1230, 235lb | 23053
CPY-250-00-2-0240 | CPY-250-00-2-0240 | 250 Cyl, no Solenoid, NOVEC 1230, 240lb | 23364
CPY-250-00-2-0245 | CPY-250-00-2-0245 | 250 Cyl, no Solenoid, NOVEC 1230, 245lb | 23676
CPY-250-00-2-0250 | CPY-250-00-2-0250 | 250 Cyl, no Solenoid, NOVEC 1230, 250lb | 23987
CPY-250-00-3-0109 | CPY-250-00-3-0109 | 250 Cyl, no Solenoid, HFC-227ea, 109lb | 15599
CPY-250-00-3-0110 | CPY-250-00-3-0110 | 250 Cyl, no Solenoid, HFC-227ea, 110lb | 15664
CPY-250-00-3-0115 | CPY-250-00-3-0115 | 250 Cyl, no Solenoid, HFC-227ea, 115lb | 15986
CPY-250-00-3-0120 | CPY-250-00-3-0120 | 250 Cyl, no Solenoid, HFC-227ea, 120lb | 16309
CPY-250-00-3-0125 | CPY-250-00-3-0125 | 250 Cyl, no Solenoid, HFC-227ea, 125lb | 16631
CPY-250-00-3-0130 | CPY-250-00-3-0130 | 250 Cyl, no Solenoid, HFC-227ea, 130lb | 16954
CPY-250-00-3-0135 | CPY-250-00-3-0135 | 250 Cyl, no Solenoid, HFC-227ea, 135lb | 17276
CPY-250-00-3-0140 | CPY-250-00-3-0140 | 250 Cyl, no Solenoid, HFC-227ea, 140lb | 17598
CPY-250-00-3-0145 | CPY-250-00-3-0145 | 250 Cyl, no Solenoid, HFC-227ea, 145lb | 17921
CPY-250-00-3-0150 | CPY-250-00-3-0150 | 250 Cyl, no Solenoid, HFC-227ea, 150lb | 18243
CPY-250-00-3-0155 | CPY-250-00-3-0155 | 250 Cyl, no Solenoid, HFC-227ea, 155lb | 18565
CPY-250-00-3-0160 | CPY-250-00-3-0160 | 250 Cyl, no Solenoid, HFC-227ea, 160lb | 18888
CPY-250-00-3-0165 | CPY-250-00-3-0165 | 250 Cyl, no Solenoid, HFC-227ea, 165lb | 19210
CPY-250-00-3-0170 | CPY-250-00-3-0170 | 250 Cyl, no Solenoid, HFC-227ea, 170lb | 19533
CPY-250-00-3-0175 | CPY-250-00-3-0175 | 250 Cyl, no Solenoid, HFC-227ea, 175lb | 19855
CPY-250-00-3-0180 | CPY-250-00-3-0180 | 250 Cyl, no Solenoid, HFC-227ea, 180lb | 20177
CPY-250-00-3-0185 | CPY-250-00-3-0185 | 250 Cyl, no Solenoid, HFC-227ea, 185lb | 20500
CPY-250-00-3-0190 | CPY-250-00-3-0190 | 250 Cyl, no Solenoid, HFC-227ea, 190lb | 20822
CPY-250-00-3-0195 | CPY-250-00-3-0195 | 250 Cyl, no Solenoid, HFC-227ea, 195lb | 21145
CPY-250-00-3-0200 | CPY-250-00-3-0200 | 250 Cyl, no Solenoid, HFC-227ea, 200lb | 21467
CPY-250-00-3-0205 | CPY-250-00-3-0205 | 250 Cyl, no Solenoid, HFC-227ea, 205lb | 21789
CPY-250-00-3-0210 | CPY-250-00-3-0210 | 250 Cyl, no Solenoid, HFC-227ea, 210lb | 22112
CPY-250-00-3-0215 | CPY-250-00-3-0215 | 250 Cyl, no Solenoid, HFC-227ea, 215lb | 22434
CPY-250-00-3-0220 | CPY-250-00-3-0220 | 250 Cyl, no Solenoid, HFC-227ea, 220lb | 22757
CPY-250-00-3-0225 | CPY-250-00-3-0225 | 250 Cyl, no Solenoid, HFC-227ea, 225lb | 23079
CPY-250-00-3-0230 | CPY-250-00-3-0230 | 250 Cyl, no Solenoid, HFC-227ea, 230lb | 23401
CPY-250-00-3-0235 | CPY-250-00-3-0235 | 250 Cyl, no Solenoid, HFC-227ea, 235lb | 23724
CPY-250-00-3-0240 | CPY-250-00-3-0240 | 250 Cyl, no Solenoid, HFC-227ea, 240lb | 24046
CPY-250-00-3-0245 | CPY-250-00-3-0245 | 250 Cyl, no Solenoid, HFC-227ea, 245lb | 24369
CPY-250-00-3-0250 | CPY-250-00-3-0250 | 250 Cyl, no Solenoid, HFC-227ea, 250lb | 24691
CPY-35-00-2-0016 | CPY-35-00-2-0016 | 35 Cyl, no Solenoid, NOVEC 1230, 16lb | 5603
CPY-35-00-2-0017 | CPY-35-00-2-0017 | 35 Cyl, no Solenoid, NOVEC 1230, 17lb | 5665
CPY-35-00-2-0018 | CPY-35-00-2-0018 | 35 Cyl, no Solenoid, NOVEC 1230, 18lb | 5727
CPY-35-00-2-0019 | CPY-35-00-2-0019 | 35 Cyl, no Solenoid, NOVEC 1230, 19lb | 5790
CPY-35-00-2-0020 | CPY-35-00-2-0020 | 35 Cyl, no Solenoid, NOVEC 1230, 20lb | 5852
CPY-35-00-2-0021 | CPY-35-00-2-0021 | 35 Cyl, no Solenoid, NOVEC 1230, 21lb | 5914
CPY-35-00-2-0022 | CPY-35-00-2-0022 | 35 Cyl, no Solenoid, NOVEC 1230, 22lb | 5977
CPY-35-00-2-0023 | CPY-35-00-2-0023 | 35 Cyl, no Solenoid, NOVEC 1230, 23lb | 6039
CPY-35-00-2-0024 | CPY-35-00-2-0024 | 35 Cyl, no Solenoid, NOVEC 1230, 24lb | 6101
CPY-35-00-2-0025 | CPY-35-00-2-0025 | 35 Cyl, no Solenoid, NOVEC 1230, 25lb | 6164
CPY-35-00-2-0026 | CPY-35-00-2-0026 | 35 Cyl, no Solenoid, NOVEC 1230, 26lb | 6226
CPY-35-00-2-0027 | CPY-35-00-2-0027 | 35 Cyl, no Solenoid, NOVEC 1230, 27lb | 6288
CPY-35-00-2-0028 | CPY-35-00-2-0028 | 35 Cyl, no Solenoid, NOVEC 1230, 28lb | 6351
CPY-35-00-2-0029 | CPY-35-00-2-0029 | 35 Cyl, no Solenoid, NOVEC 1230, 29lb | 6413
CPY-35-00-2-0030 | CPY-35-00-2-0030 | 35 Cyl, no Solenoid, NOVEC 1230, 30lb | 6475
CPY-35-00-2-0031 | CPY-35-00-2-0031 | 35 Cyl, no Solenoid, NOVEC 1230, 31lb | 6537
CPY-35-00-2-0032 | CPY-35-00-2-0032 | 35 Cyl, no Solenoid, NOVEC 1230, 32lb | 6600
CPY-35-00-2-0033 | CPY-35-00-2-0033 | 35 Cyl, no Solenoid, NOVEC 1230, 33lb | 6662
CPY-35-00-2-0034 | CPY-35-00-2-0034 | 35 Cyl, no Solenoid, NOVEC 1230, 34lb | 6724
CPY-35-00-2-0035 | CPY-35-00-2-0035 | 35 Cyl, no Solenoid, NOVEC 1230, 35lb | 6787
CPY-35-00-3-0016 | CPY-35-00-3-0016 | 35 Cyl, no Solenoid, HFC-227ea, 16lb | 5727
CPY-35-00-3-0017 | CPY-35-00-3-0017 | 35 Cyl, no Solenoid, HFC-227ea, 17lb | 5792
CPY-35-00-3-0018 | CPY-35-00-3-0018 | 35 Cyl, no Solenoid, HFC-227ea, 18lb | 5856
CPY-35-00-3-0019 | CPY-35-00-3-0019 | 35 Cyl, no Solenoid, HFC-227ea, 19lb | 5921
CPY-35-00-3-0020 | CPY-35-00-3-0020 | 35 Cyl, no Solenoid, HFC-227ea, 20lb | 5985
CPY-35-00-3-0021 | CPY-35-00-3-0021 | 35 Cyl, no Solenoid, HFC-227ea, 21lb | 6050
CPY-35-00-3-0022 | CPY-35-00-3-0022 | 35 Cyl, no Solenoid, HFC-227ea, 22lb | 6114
CPY-35-00-3-0023 | CPY-35-00-3-0023 | 35 Cyl, no Solenoid, HFC-227ea, 23lb | 6179
CPY-35-00-3-0024 | CPY-35-00-3-0024 | 35 Cyl, no Solenoid, HFC-227ea, 24lb | 6243
CPY-35-00-3-0025 | CPY-35-00-3-0025 | 35 Cyl, no Solenoid, HFC-227ea, 25lb | 6308
CPY-35-00-3-0026 | CPY-35-00-3-0026 | 35 Cyl, no Solenoid, HFC-227ea, 26lb | 6372
CPY-35-00-3-0027 | CPY-35-00-3-0027 | 35 Cyl, no Solenoid, HFC-227ea, 27lb | 6437
CPY-35-00-3-0028 | CPY-35-00-3-0028 | 35 Cyl, no Solenoid, HFC-227ea, 28lb | 6501
CPY-35-00-3-0029 | CPY-35-00-3-0029 | 35 Cyl, no Solenoid, HFC-227ea, 29lb | 6566
CPY-35-00-3-0030 | CPY-35-00-3-0030 | 35 Cyl, no Solenoid, HFC-227ea, 30lb | 6630
CPY-35-00-3-0031 | CPY-35-00-3-0031 | 35 Cyl, no Solenoid, HFC-227ea, 31lb | 6695
CPY-35-00-3-0032 | CPY-35-00-3-0032 | 35 Cyl, no Solenoid, HFC-227ea, 32lb | 6759
CPY-35-00-3-0033 | CPY-35-00-3-0033 | 35 Cyl, no Solenoid, HFC-227ea, 33lb | 6824
CPY-35-00-3-0034 | CPY-35-00-3-0034 | 35 Cyl, no Solenoid, HFC-227ea, 34lb | 6888
CPY-35-00-3-0035 | CPY-35-00-3-0035 | 35 Cyl, no Solenoid, HFC-227ea, 35lb | 6952
CPY-375-00-2-0163 | CPY-375-00-2-0163 | 375 Cyl, no Solenoid, NOVEC 1230, 163lb | 20514
CPY-375-00-2-0165 | CPY-375-00-2-0165 | 375 Cyl, no Solenoid, NOVEC 1230, 165lb | 20639
CPY-375-00-2-0170 | CPY-375-00-2-0170 | 375 Cyl, no Solenoid, NOVEC 1230, 170lb | 20951
CPY-375-00-2-0175 | CPY-375-00-2-0175 | 375 Cyl, no Solenoid, NOVEC 1230, 175lb | 21262
CPY-375-00-2-0180 | CPY-375-00-2-0180 | 375 Cyl, no Solenoid, NOVEC 1230, 180lb | 21574
CPY-375-00-2-0185 | CPY-375-00-2-0185 | 375 Cyl, no Solenoid, NOVEC 1230, 185lb | 21886
CPY-375-00-2-0190 | CPY-375-00-2-0190 | 375 Cyl, no Solenoid, NOVEC 1230, 190lb | 22197
CPY-375-00-2-0195 | CPY-375-00-2-0195 | 375 Cyl, no Solenoid, NOVEC 1230, 195lb | 22509
CPY-375-00-2-0200 | CPY-375-00-2-0200 | 375 Cyl, no Solenoid, NOVEC 1230, 200lb | 22820
CPY-375-00-2-0205 | CPY-375-00-2-0205 | 375 Cyl, no Solenoid, NOVEC 1230, 205lb | 23132
CPY-375-00-2-0210 | CPY-375-00-2-0210 | 375 Cyl, no Solenoid, NOVEC 1230, 210lb | 23444
CPY-375-00-2-0215 | CPY-375-00-2-0215 | 375 Cyl, no Solenoid, NOVEC 1230, 215lb | 23755
CPY-375-00-2-0220 | CPY-375-00-2-0220 | 375 Cyl, no Solenoid, NOVEC 1230, 220lb | 24067
CPY-375-00-2-0225 | CPY-375-00-2-0225 | 375 Cyl, no Solenoid, NOVEC 1230, 225lb | 24379
CPY-375-00-2-0230 | CPY-375-00-2-0230 | 375 Cyl, no Solenoid, NOVEC 1230, 230lb | 24690
CPY-375-00-2-0235 | CPY-375-00-2-0235 | 375 Cyl, no Solenoid, NOVEC 1230, 235lb | 25002
CPY-375-00-2-0240 | CPY-375-00-2-0240 | 375 Cyl, no Solenoid, NOVEC 1230, 240lb | 25313
CPY-375-00-2-0245 | CPY-375-00-2-0245 | 375 Cyl, no Solenoid, NOVEC 1230, 245lb | 25625
CPY-375-00-2-0250 | CPY-375-00-2-0250 | 375 Cyl, no Solenoid, NOVEC 1230, 250lb | 25937
CPY-375-00-2-0255 | CPY-375-00-2-0255 | 375 Cyl, no Solenoid, NOVEC 1230, 255lb | 26248
CPY-375-00-2-0260 | CPY-375-00-2-0260 | 375 Cyl, no Solenoid, NOVEC 1230, 260lb | 26560
CPY-375-00-2-0265 | CPY-375-00-2-0265 | 375 Cyl, no Solenoid, NOVEC 1230, 265lb | 26871
CPY-375-00-2-0270 | CPY-375-00-2-0270 | 375 Cyl, no Solenoid, NOVEC 1230, 270lb | 27183
CPY-375-00-2-0275 | CPY-375-00-2-0275 | 375 Cyl, no Solenoid, NOVEC 1230, 275lb | 27495
CPY-375-00-2-0280 | CPY-375-00-2-0280 | 375 Cyl, no Solenoid, NOVEC 1230, 280lb | 27806
CPY-375-00-2-0285 | CPY-375-00-2-0285 | 375 Cyl, no Solenoid, NOVEC 1230, 285lb | 28118
CPY-375-00-2-0290 | CPY-375-00-2-0290 | 375 Cyl, no Solenoid, NOVEC 1230, 290lb | 28430
CPY-375-00-2-0295 | CPY-375-00-2-0295 | 375 Cyl, no Solenoid, NOVEC 1230, 295lb | 28741
CPY-375-00-2-0300 | CPY-375-00-2-0300 | 375 Cyl, no Solenoid, NOVEC 1230, 300lb | 29053
CPY-375-00-2-0305 | CPY-375-00-2-0305 | 375 Cyl, no Solenoid, NOVEC 1230, 305lb | 29364
CPY-375-00-2-0310 | CPY-375-00-2-0310 | 375 Cyl, no Solenoid, NOVEC 1230, 310lb | 29676
CPY-375-00-2-0315 | CPY-375-00-2-0315 | 375 Cyl, no Solenoid, NOVEC 1230, 315lb | 29988
CPY-375-00-2-0320 | CPY-375-00-2-0320 | 375 Cyl, no Solenoid, NOVEC 1230, 320lb | 30299
CPY-375-00-2-0325 | CPY-375-00-2-0325 | 375 Cyl, no Solenoid, NOVEC 1230, 325lb | 30611
CPY-375-00-2-0330 | CPY-375-00-2-0330 | 375 Cyl, no Solenoid, NOVEC 1230, 330lb | 30923
CPY-375-00-2-0335 | CPY-375-00-2-0335 | 375 Cyl, no Solenoid, NOVEC 1230, 335lb | 31234
CPY-375-00-2-0340 | CPY-375-00-2-0340 | 375 Cyl, no Solenoid, NOVEC 1230, 340lb | 31546
CPY-375-00-2-0345 | CPY-375-00-2-0345 | 375 Cyl, no Solenoid, NOVEC 1230, 345lb | 31857
CPY-375-00-2-0350 | CPY-375-00-2-0350 | 375 Cyl, no Solenoid, NOVEC 1230, 350lb | 32169
CPY-375-00-2-0355 | CPY-375-00-2-0355 | 375 Cyl, no Solenoid, NOVEC 1230, 355lb | 32481
CPY-375-00-2-0360 | CPY-375-00-2-0360 | 375 Cyl, no Solenoid, NOVEC 1230, 360lb | 32792
CPY-375-00-2-0365 | CPY-375-00-2-0365 | 375 Cyl, no Solenoid, NOVEC 1230, 365lb | 33104
CPY-375-00-2-0370 | CPY-375-00-2-0370 | 375 Cyl, no Solenoid, NOVEC 1230, 370lb | 33415
CPY-375-00-2-0375 | CPY-375-00-2-0375 | 375 Cyl, no Solenoid, NOVEC 1230, 375lb | 33727
CPY-375-00-3-0163 | CPY-375-00-3-0163 | 375 Cyl, no Solenoid, HFC-227ea, 163lb | 21069
CPY-375-00-3-0165 | CPY-375-00-3-0165 | 375 Cyl, no Solenoid, HFC-227ea, 165lb | 21198
CPY-375-00-3-0170 | CPY-375-00-3-0170 | 375 Cyl, no Solenoid, HFC-227ea, 170lb | 21520
CPY-375-00-3-0175 | CPY-375-00-3-0175 | 375 Cyl, no Solenoid, HFC-227ea, 175lb | 21842
CPY-375-00-3-0180 | CPY-375-00-3-0180 | 375 Cyl, no Solenoid, HFC-227ea, 180lb | 22165
CPY-375-00-3-0185 | CPY-375-00-3-0185 | 375 Cyl, no Solenoid, HFC-227ea, 185lb | 22487
CPY-375-00-3-0190 | CPY-375-00-3-0190 | 375 Cyl, no Solenoid, HFC-227ea, 190lb | 22810
CPY-375-00-3-0195 | CPY-375-00-3-0195 | 375 Cyl, no Solenoid, HFC-227ea, 195lb | 23132
CPY-375-00-3-0200 | CPY-375-00-3-0200 | 375 Cyl, no Solenoid, HFC-227ea, 200lb | 23454
CPY-375-00-3-0205 | CPY-375-00-3-0205 | 375 Cyl, no Solenoid, HFC-227ea, 205lb | 23777
CPY-375-00-3-0210 | CPY-375-00-3-0210 | 375 Cyl, no Solenoid, HFC-227ea, 210lb | 24099
CPY-375-00-3-0215 | CPY-375-00-3-0215 | 375 Cyl, no Solenoid, HFC-227ea, 215lb | 24422
CPY-375-00-3-0220 | CPY-375-00-3-0220 | 375 Cyl, no Solenoid, HFC-227ea, 220lb | 24744
CPY-375-00-3-0225 | CPY-375-00-3-0225 | 375 Cyl, no Solenoid, HFC-227ea, 225lb | 25066
CPY-375-00-3-0230 | CPY-375-00-3-0230 | 375 Cyl, no Solenoid, HFC-227ea, 230lb | 25389
CPY-375-00-3-0235 | CPY-375-00-3-0235 | 375 Cyl, no Solenoid, HFC-227ea, 235lb | 25711
CPY-375-00-3-0240 | CPY-375-00-3-0240 | 375 Cyl, no Solenoid, HFC-227ea, 240lb | 26034
CPY-375-00-3-0245 | CPY-375-00-3-0245 | 375 Cyl, no Solenoid, HFC-227ea, 245lb | 26356
CPY-375-00-3-0250 | CPY-375-00-3-0250 | 375 Cyl, no Solenoid, HFC-227ea, 250lb | 26678
CPY-375-00-3-0255 | CPY-375-00-3-0255 | 375 Cyl, no Solenoid, HFC-227ea, 255lb | 27001
CPY-375-00-3-0260 | CPY-375-00-3-0260 | 375 Cyl, no Solenoid, HFC-227ea, 260lb | 27323
CPY-375-00-3-0265 | CPY-375-00-3-0265 | 375 Cyl, no Solenoid, HFC-227ea, 265lb | 27646
CPY-375-00-3-0270 | CPY-375-00-3-0270 | 375 Cyl, no Solenoid, HFC-227ea, 270lb | 27968
CPY-375-00-3-0275 | CPY-375-00-3-0275 | 375 Cyl, no Solenoid, HFC-227ea, 275lb | 28290
CPY-375-00-3-0280 | CPY-375-00-3-0280 | 375 Cyl, no Solenoid, HFC-227ea, 280lb | 28613
CPY-375-00-3-0285 | CPY-375-00-3-0285 | 375 Cyl, no Solenoid, HFC-227ea, 285lb | 28935
CPY-375-00-3-0290 | CPY-375-00-3-0290 | 375 Cyl, no Solenoid, HFC-227ea, 290lb | 29257
CPY-375-00-3-0295 | CPY-375-00-3-0295 | 375 Cyl, no Solenoid, HFC-227ea, 295lb | 29580
CPY-375-00-3-0300 | CPY-375-00-3-0300 | 375 Cyl, no Solenoid, HFC-227ea, 300lb | 29902
CPY-375-00-3-0305 | CPY-375-00-3-0305 | 375 Cyl, no Solenoid, HFC-227ea, 305lb | 30225
CPY-375-00-3-0310 | CPY-375-00-3-0310 | 375 Cyl, no Solenoid, HFC-227ea, 310lb | 30547
CPY-375-00-3-0315 | CPY-375-00-3-0315 | 375 Cyl, no Solenoid, HFC-227ea, 315lb | 30869
CPY-375-00-3-0320 | CPY-375-00-3-0320 | 375 Cyl, no Solenoid, HFC-227ea, 320lb | 31192
CPY-375-00-3-0325 | CPY-375-00-3-0325 | 375 Cyl, no Solenoid, HFC-227ea, 325lb | 31514
CPY-375-00-3-0330 | CPY-375-00-3-0330 | 375 Cyl, no Solenoid, HFC-227ea, 330lb | 31837
CPY-375-00-3-0335 | CPY-375-00-3-0335 | 375 Cyl, no Solenoid, HFC-227ea, 335lb | 32159
CPY-375-00-3-0340 | CPY-375-00-3-0340 | 375 Cyl, no Solenoid, HFC-227ea, 340lb | 32481
CPY-375-00-3-0345 | CPY-375-00-3-0345 | 375 Cyl, no Solenoid, HFC-227ea, 345lb | 32804
CPY-375-00-3-0350 | CPY-375-00-3-0350 | 375 Cyl, no Solenoid, HFC-227ea, 350lb | 33126
CPY-375-00-3-0355 | CPY-375-00-3-0355 | 375 Cyl, no Solenoid, HFC-227ea, 355lb | 33449
CPY-375-00-3-0360 | CPY-375-00-3-0360 | 375 Cyl, no Solenoid, HFC-227ea, 360lb | 33771
CPY-375-00-3-0365 | CPY-375-00-3-0365 | 375 Cyl, no Solenoid, HFC-227ea, 365lb | 34093
CPY-375-00-3-0370 | CPY-375-00-3-0370 | 375 Cyl, no Solenoid, HFC-227ea, 370lb | 34416
CPY-375-00-3-0375 | CPY-375-00-3-0375 | 375 Cyl, no Solenoid, HFC-227ea, 375lb | 34738
CPY-560-00-2-0241 | CPY-560-00-2-0241 | 560 Cyl, no Solenoid, NOVEC 1230, 241lb | 27242
CPY-560-00-2-0245 | CPY-560-00-2-0245 | 560 Cyl, no Solenoid, NOVEC 1230, 245lb | 27491
CPY-560-00-2-0250 | CPY-560-00-2-0250 | 560 Cyl, no Solenoid, NOVEC 1230, 250lb | 27803
CPY-560-00-2-0255 | CPY-560-00-2-0255 | 560 Cyl, no Solenoid, NOVEC 1230, 255b | 28114
CPY-560-00-2-0260 | CPY-560-00-2-0260 | 560 Cyl, no Solenoid, NOVEC 1230, 260lb | 28426
CPY-560-00-2-0265 | CPY-560-00-2-0265 | 560 Cyl, no Solenoid, NOVEC 1230, 265lb | 28738
CPY-560-00-2-0270 | CPY-560-00-2-0270 | 560 Cyl, no Solenoid, NOVEC 1230, 270lb | 29049
CPY-560-00-2-0275 | CPY-560-00-2-0275 | 560 Cyl, no Solenoid, NOVEC 1230, 275lb | 29361
CPY-560-00-2-0280 | CPY-560-00-2-0280 | 560 Cyl, no Solenoid, NOVEC 1230, 280lb | 29673
CPY-560-00-2-0285 | CPY-560-00-2-0285 | 560 Cyl, no Solenoid, NOVEC 1230, 285lb | 29984
CPY-560-00-2-0290 | CPY-560-00-2-0290 | 560 Cyl, no Solenoid, NOVEC 1230, 290lb | 30296
CPY-560-00-2-0295 | CPY-560-00-2-0295 | 560 Cyl, no Solenoid, NOVEC 1230, 295lb | 30607
CPY-560-00-2-0300 | CPY-560-00-2-0300 | 560 Cyl, no Solenoid, NOVEC 1230, 300lb | 30919
CPY-560-00-2-0305 | CPY-560-00-2-0305 | 560 Cyl, no Solenoid, NOVEC 1230, 305lb | 31231
CPY-560-00-2-0310 | CPY-560-00-2-0310 | 560 Cyl, no Solenoid, NOVEC 1230, 310lb | 31542
CPY-560-00-2-0315 | CPY-560-00-2-0315 | 560 Cyl, no Solenoid, NOVEC 1230, 315lb | 31854
CPY-560-00-2-0320 | CPY-560-00-2-0320 | 560 Cyl, no Solenoid, NOVEC 1230, 320lb | 32165
CPY-560-00-2-0325 | CPY-560-00-2-0325 | 560 Cyl, no Solenoid, NOVEC 1230, 325lb | 32477
CPY-560-00-2-0330 | CPY-560-00-2-0330 | 560 Cyl, no Solenoid, NOVEC 1230, 330lb | 32789
CPY-560-00-2-0335 | CPY-560-00-2-0335 | 560 Cyl, no Solenoid, NOVEC 1230, 335lb | 33100
CPY-560-00-2-0340 | CPY-560-00-2-0340 | 560 Cyl, no Solenoid, NOVEC 1230, 340lb | 33412
CPY-560-00-2-0345 | CPY-560-00-2-0345 | 560 Cyl, no Solenoid, NOVEC 1230, 345lb | 33724
CPY-560-00-2-0350 | CPY-560-00-2-0350 | 560 Cyl, no Solenoid, NOVEC 1230, 350lb | 34035
CPY-560-00-2-0355 | CPY-560-00-2-0355 | 560 Cyl, no Solenoid, NOVEC 1230, 355lb | 34347
CPY-560-00-2-0360 | CPY-560-00-2-0360 | 560 Cyl, no Solenoid, NOVEC 1230, 360lb | 34658
CPY-560-00-2-0365 | CPY-560-00-2-0365 | 560 Cyl, no Solenoid, NOVEC 1230, 365lb | 34970
CPY-560-00-2-0370 | CPY-560-00-2-0370 | 560 Cyl, no Solenoid, NOVEC 1230, 370lb | 35282
CPY-560-00-2-0375 | CPY-560-00-2-0375 | 560 Cyl, no Solenoid, NOVEC 1230, 375lb | 35593
CPY-560-00-2-0380 | CPY-560-00-2-0380 | 560 Cyl, no Solenoid, NOVEC 1230, 380lb | 35905
CPY-560-00-2-0385 | CPY-560-00-2-0385 | 560 Cyl, no Solenoid, NOVEC 1230, 385lb | 36217
CPY-560-00-2-0390 | CPY-560-00-2-0390 | 560 Cyl, no Solenoid, NOVEC 1230, 390lb | 36528
CPY-560-00-2-0395 | CPY-560-00-2-0395 | 560 Cyl, no Solenoid, NOVEC 1230, 395lb | 36840
CPY-560-00-2-0400 | CPY-560-00-2-0400 | 560 Cyl, no Solenoid, NOVEC 1230, 400lb | 37151
CPY-560-00-2-0405 | CPY-560-00-2-0405 | 560 Cyl, no Solenoid, NOVEC 1230, 405lb | 37463
CPY-560-00-2-0410 | CPY-560-00-2-0410 | 560 Cyl, no Solenoid, NOVEC 1230, 410lb | 37775
CPY-560-00-2-0415 | CPY-560-00-2-0415 | 560 Cyl, no Solenoid, NOVEC 1230, 415lb | 38086
CPY-560-00-2-0420 | CPY-560-00-2-0420 | 560 Cyl, no Solenoid, NOVEC 1230, 420lb | 38398
CPY-560-00-2-0425 | CPY-560-00-2-0425 | 560 Cyl, no Solenoid, NOVEC 1230, 425lb | 38710
CPY-560-00-2-0430 | CPY-560-00-2-0430 | 560 Cyl, no Solenoid, NOVEC 1230, 430lb | 39021
CPY-560-00-2-0435 | CPY-560-00-2-0435 | 560 Cyl, no Solenoid, NOVEC 1230, 435lb | 39333
CPY-560-00-2-0440 | CPY-560-00-2-0440 | 560 Cyl, no Solenoid, NOVEC 1230, 440lb | 39644
CPY-560-00-2-0445 | CPY-560-00-2-0445 | 560 Cyl, no Solenoid, NOVEC 1230, 445lb | 39956
CPY-560-00-2-0450 | CPY-560-00-2-0450 | 560 Cyl, no Solenoid, NOVEC 1230, 450lb | 40268
CPY-560-00-2-0455 | CPY-560-00-2-0455 | 560 Cyl, no Solenoid, NOVEC 1230, 455lb | 40579
CPY-560-00-2-0460 | CPY-560-00-2-0460 | 560 Cyl, no Solenoid, NOVEC 1230, 460lb | 40891
CPY-560-00-2-0465 | CPY-560-00-2-0465 | 560 Cyl, no Solenoid, NOVEC 1230, 465lb | 41202
CPY-560-00-2-0470 | CPY-560-00-2-0470 | 560 Cyl, no Solenoid, NOVEC 1230, 470lb | 41514
CPY-560-00-2-0475 | CPY-560-00-2-0475 | 560 Cyl, no Solenoid, NOVEC 1230, 475lb | 41826
CPY-560-00-2-0480 | CPY-560-00-2-0480 | 560 Cyl, no Solenoid, NOVEC 1230, 480lb | 42137
CPY-560-00-2-0485 | CPY-560-00-2-0485 | 560 Cyl, no Solenoid, NOVEC 1230, 485lb | 42449
CPY-560-00-2-0490 | CPY-560-00-2-0490 | 560 Cyl, no Solenoid, NOVEC 1230, 490lb | 42761
CPY-560-00-2-0495 | CPY-560-00-2-0495 | 560 Cyl, no Solenoid, NOVEC 1230, 495lb | 43072
CPY-560-00-2-0500 | CPY-560-00-2-0500 | 560 Cyl, no Solenoid, NOVEC 1230, 500lb | 43384
CPY-560-00-2-0505 | CPY-560-00-2-0505 | 560 Cyl, no Solenoid, NOVEC 1230, 505lb | 43695
CPY-560-00-2-0510 | CPY-560-00-2-0510 | 560 Cyl, no Solenoid, NOVEC 1230, 510lb | 44007
CPY-560-00-2-0515 | CPY-560-00-2-0515 | 560 Cyl, no Solenoid, NOVEC 1230, 515lb | 44319
CPY-560-00-2-0520 | CPY-560-00-2-0520 | 560 Cyl, no Solenoid, NOVEC 1230, 520lb | 44630
CPY-560-00-2-0525 | CPY-560-00-2-0525 | 560 Cyl, no Solenoid, NOVEC 1230, 525lb | 44942
CPY-560-00-2-0530 | CPY-560-00-2-0530 | 560 Cyl, no Solenoid, NOVEC 1230, 530lb | 45254
CPY-560-00-2-0535 | CPY-560-00-2-0535 | 560 Cyl, no Solenoid, NOVEC 1230, 535lb | 45565
CPY-560-00-2-0540 | CPY-560-00-2-0540 | 560 Cyl, no Solenoid, NOVEC 1230, 540lb | 45877
CPY-560-00-2-0545 | CPY-560-00-2-0545 | 560 Cyl, no Solenoid, NOVEC 1230, 545lb | 46188
CPY-560-00-2-0550 | CPY-560-00-2-0550 | 560 Cyl, no Solenoid, NOVEC 1230, 550lb | 46500
CPY-560-00-2-0555 | CPY-560-00-2-0555 | 560 Cyl, no Solenoid, NOVEC 1230, 555lb | 46812
CPY-560-00-2-0560 | CPY-560-00-2-0560 | 560 Cyl, no Solenoid, NOVEC 1230, 560lb | 47123
CPY-560-00-3-0241 | CPY-560-00-3-0241 | 560 Cyl, no Solenoid, HFC-227ea, 241lb | 28001
CPY-560-00-3-0245 | CPY-560-00-3-0245 | 560 Cyl, no Solenoid, HFC-227ea, 245lb | 28259
CPY-560-00-3-0250 | CPY-560-00-3-0250 | 560 Cyl, no Solenoid, HFC-227ea, 250lb | 28581
CPY-560-00-3-0255 | CPY-560-00-3-0255 | 560 Cyl, no Solenoid, HFC-227ea, 255b | 28903
CPY-560-00-3-0260 | CPY-560-00-3-0260 | 560 Cyl, no Solenoid, HFC-227ea, 260lb | 29226
CPY-560-00-3-0265 | CPY-560-00-3-0265 | 560 Cyl, no Solenoid, HFC-227ea, 265lb | 29548
CPY-560-00-3-0270 | CPY-560-00-3-0270 | 560 Cyl, no Solenoid, HFC-227ea, 270lb | 29871
CPY-560-00-3-0275 | CPY-560-00-3-0275 | 560 Cyl, no Solenoid, HFC-227ea, 275lb | 30193
CPY-560-00-3-0280 | CPY-560-00-3-0280 | 560 Cyl, no Solenoid, HFC-227ea, 280lb | 30515
CPY-560-00-3-0285 | CPY-560-00-3-0285 | 560 Cyl, no Solenoid, HFC-227ea, 285lb | 30838
CPY-560-00-3-0290 | CPY-560-00-3-0290 | 560 Cyl, no Solenoid, HFC-227ea, 290lb | 31160
CPY-560-00-3-0295 | CPY-560-00-3-0295 | 560 Cyl, no Solenoid, HFC-227ea, 295lb | 31483
CPY-560-00-3-0300 | CPY-560-00-3-0300 | 560 Cyl, no Solenoid, HFC-227ea, 300lb | 31805
CPY-560-00-3-0305 | CPY-560-00-3-0305 | 560 Cyl, no Solenoid, HFC-227ea, 305lb | 32127
CPY-560-00-3-0310 | CPY-560-00-3-0310 | 560 Cyl, no Solenoid, HFC-227ea, 310lb | 32450
CPY-560-00-3-0315 | CPY-560-00-3-0315 | 560 Cyl, no Solenoid, HFC-227ea, 315lb | 32772
CPY-560-00-3-0320 | CPY-560-00-3-0320 | 560 Cyl, no Solenoid, HFC-227ea, 320lb | 33095
CPY-560-00-3-0325 | CPY-560-00-3-0325 | 560 Cyl, no Solenoid, HFC-227ea, 325lb | 33417
CPY-560-00-3-0330 | CPY-560-00-3-0330 | 560 Cyl, no Solenoid, HFC-227ea, 330lb | 33739
CPY-560-00-3-0335 | CPY-560-00-3-0335 | 560 Cyl, no Solenoid, HFC-227ea, 335lb | 34062
CPY-560-00-3-0340 | CPY-560-00-3-0340 | 560 Cyl, no Solenoid, HFC-227ea, 340lb | 34384
CPY-560-00-3-0345 | CPY-560-00-3-0345 | 560 Cyl, no Solenoid, HFC-227ea, 345lb | 34707
CPY-560-00-3-0350 | CPY-560-00-3-0350 | 560 Cyl, no Solenoid, HFC-227ea, 350lb | 35029
CPY-560-00-3-0355 | CPY-560-00-3-0355 | 560 Cyl, no Solenoid, HFC-227ea, 355lb | 35351
CPY-560-00-3-0360 | CPY-560-00-3-0360 | 560 Cyl, no Solenoid, HFC-227ea, 360lb | 35674
CPY-560-00-3-0365 | CPY-560-00-3-0365 | 560 Cyl, no Solenoid, HFC-227ea, 365lb | 35996
CPY-560-00-3-0370 | CPY-560-00-3-0370 | 560 Cyl, no Solenoid, HFC-227ea, 370lb | 36319
CPY-560-00-3-0375 | CPY-560-00-3-0375 | 560 Cyl, no Solenoid, HFC-227ea, 375lb | 36641
CPY-560-00-3-0380 | CPY-560-00-3-0380 | 560 Cyl, no Solenoid, HFC-227ea, 380lb | 36963
CPY-560-00-3-0385 | CPY-560-00-3-0385 | 560 Cyl, no Solenoid, HFC-227ea, 385lb | 37286
CPY-560-00-3-0390 | CPY-560-00-3-0390 | 560 Cyl, no Solenoid, HFC-227ea, 390lb | 37608
CPY-560-00-3-0395 | CPY-560-00-3-0395 | 560 Cyl, no Solenoid, HFC-227ea, 395lb | 37931
CPY-560-00-3-0400 | CPY-560-00-3-0400 | 560 Cyl, no Solenoid, HFC-227ea, 400lb | 38253
CPY-560-00-3-0405 | CPY-560-00-3-0405 | 560 Cyl, no Solenoid, HFC-227ea, 405lb | 38575
CPY-560-00-3-0410 | CPY-560-00-3-0410 | 560 Cyl, no Solenoid, HFC-227ea, 410lb | 38898
CPY-560-00-3-0415 | CPY-560-00-3-0415 | 560 Cyl, no Solenoid, HFC-227ea, 415lb | 39220
CPY-560-00-3-0420 | CPY-560-00-3-0420 | 560 Cyl, no Solenoid, HFC-227ea, 420lb | 39543
CPY-560-00-3-0425 | CPY-560-00-3-0425 | 560 Cyl, no Solenoid, HFC-227ea, 425lb | 39865
CPY-560-00-3-0430 | CPY-560-00-3-0430 | 560 Cyl, no Solenoid, HFC-227ea, 430lb | 40187
CPY-560-00-3-0435 | CPY-560-00-3-0435 | 560 Cyl, no Solenoid, HFC-227ea, 435lb | 40510
CPY-560-00-3-0440 | CPY-560-00-3-0440 | 560 Cyl, no Solenoid, HFC-227ea, 440lb | 40832
CPY-560-00-3-0445 | CPY-560-00-3-0445 | 560 Cyl, no Solenoid, HFC-227ea, 445lb | 41154
CPY-560-00-3-0450 | CPY-560-00-3-0450 | 560 Cyl, no Solenoid, HFC-227ea, 450lb | 41477
CPY-560-00-3-0455 | CPY-560-00-3-0455 | 560 Cyl, no Solenoid, HFC-227ea, 455lb | 41799
CPY-560-00-3-0460 | CPY-560-00-3-0460 | 560 Cyl, no Solenoid, HFC-227ea, 460lb | 42122
CPY-560-00-3-0465 | CPY-560-00-3-0465 | 560 Cyl, no Solenoid, HFC-227ea, 465lb | 42444
CPY-560-00-3-0470 | CPY-560-00-3-0470 | 560 Cyl, no Solenoid, HFC-227ea, 470lb | 42766
CPY-560-00-3-0475 | CPY-560-00-3-0475 | 560 Cyl, no Solenoid, HFC-227ea, 475lb | 43089
CPY-560-00-3-0480 | CPY-560-00-3-0480 | 560 Cyl, no Solenoid, HFC-227ea, 480lb | 43411
CPY-560-00-3-0485 | CPY-560-00-3-0485 | 560 Cyl, no Solenoid, HFC-227ea, 485lb | 43734
CPY-560-00-3-0490 | CPY-560-00-3-0490 | 560 Cyl, no Solenoid, HFC-227ea, 490lb | 44056
CPY-560-00-3-0495 | CPY-560-00-3-0495 | 560 Cyl, no Solenoid, HFC-227ea, 495lb | 44378
CPY-560-00-3-0500 | CPY-560-00-3-0500 | 560 Cyl, no Solenoid, HFC-227ea, 500lb | 44701
CPY-560-00-3-0505 | CPY-560-00-3-0505 | 560 Cyl, no Solenoid, HFC-227ea, 505lb | 45023
CPY-560-00-3-0510 | CPY-560-00-3-0510 | 560 Cyl, no Solenoid, HFC-227ea, 510lb | 45346
CPY-560-00-3-0515 | CPY-560-00-3-0515 | 560 Cyl, no Solenoid, HFC-227ea, 515lb | 45668
CPY-560-00-3-0520 | CPY-560-00-3-0520 | 560 Cyl, no Solenoid, HFC-227ea, 520lb | 45990
CPY-560-00-3-0525 | CPY-560-00-3-0525 | 560 Cyl, no Solenoid, HFC-227ea, 525lb | 46313
CPY-560-00-3-0530 | CPY-560-00-3-0530 | 560 Cyl, no Solenoid, HFC-227ea, 530lb | 46635
CPY-560-00-3-0535 | CPY-560-00-3-0535 | 560 Cyl, no Solenoid, HFC-227ea, 535lb | 46958
CPY-560-00-3-0540 | CPY-560-00-3-0540 | 560 Cyl, no Solenoid, HFC-227ea, 540lb | 47280
CPY-560-00-3-0545 | CPY-560-00-3-0545 | 560 Cyl, no Solenoid, HFC-227ea, 545lb | 47602
CPY-560-00-3-0550 | CPY-560-00-3-0550 | 560 Cyl, no Solenoid, HFC-227ea, 550lb | 47925
CPY-560-00-3-0555 | CPY-560-00-3-0555 | 560 Cyl, no Solenoid, HFC-227ea, 555lb | 48247
CPY-560-00-3-0560 | CPY-560-00-3-0560 | 560 Cyl, no Solenoid, HFC-227ea, 560lb | 48570
CPY-70-00-2-0031 | CPY-70-00-2-0031 | 70 Cyl, no Solenoid, NOVEC 1230, 31lb | 6766
CPY-70-00-2-0032 | CPY-70-00-2-0032 | 70 Cyl, no Solenoid, NOVEC 1230, 32lb | 6828
CPY-70-00-2-0033 | CPY-70-00-2-0033 | 70 Cyl, no Solenoid, NOVEC 1230, 33lb | 6891
CPY-70-00-2-0034 | CPY-70-00-2-0034 | 70 Cyl, no Solenoid, NOVEC 1230, 34lb | 6953
CPY-70-00-2-0035 | CPY-70-00-2-0035 | 70 Cyl, no Solenoid, NOVEC 1230, 35lb | 7015
CPY-70-00-2-0036 | CPY-70-00-2-0036 | 70 Cyl, no Solenoid, NOVEC 1230, 36lb | 7078
CPY-70-00-2-0037 | CPY-70-00-2-0037 | 70 Cyl, no Solenoid, NOVEC 1230, 37lb | 7140
CPY-70-00-2-0038 | CPY-70-00-2-0038 | 70 Cyl, no Solenoid, NOVEC 1230, 38lb | 7202
CPY-70-00-2-0039 | CPY-70-00-2-0039 | 70 Cyl, no Solenoid, NOVEC 1230, 39lb | 7265
CPY-70-00-2-0040 | CPY-70-00-2-0040 | 70 Cyl, no Solenoid, NOVEC 1230, 40lb | 7327
CPY-70-00-2-0041 | CPY-70-00-2-0041 | 70 Cyl, no Solenoid, NOVEC 1230, 41lb | 7389
CPY-70-00-2-0042 | CPY-70-00-2-0042 | 70 Cyl, no Solenoid, NOVEC 1230, 42lb | 7451
CPY-70-00-2-0043 | CPY-70-00-2-0043 | 70 Cyl, no Solenoid, NOVEC 1230, 43lb | 7514
CPY-70-00-2-0044 | CPY-70-00-2-0044 | 70 Cyl, no Solenoid, NOVEC 1230, 44lb | 7576
CPY-70-00-2-0045 | CPY-70-00-2-0045 | 70 Cyl, no Solenoid, NOVEC 1230, 45lb | 7638
CPY-70-00-2-0046 | CPY-70-00-2-0046 | 70 Cyl, no Solenoid, NOVEC 1230, 46lb | 7701
CPY-70-00-2-0047 | CPY-70-00-2-0047 | 70 Cyl, no Solenoid, NOVEC 1230, 47lb | 7763
CPY-70-00-2-0048 | CPY-70-00-2-0048 | 70 Cyl, no Solenoid, NOVEC 1230, 48lb | 7825
CPY-70-00-2-0049 | CPY-70-00-2-0049 | 70 Cyl, no Solenoid, NOVEC 1230, 49lb | 7888
CPY-70-00-2-0050 | CPY-70-00-2-0050 | 70 Cyl, no Solenoid, NOVEC 1230, 50lb | 7950
CPY-70-00-2-0051 | CPY-70-00-2-0051 | 70 Cyl, no Solenoid, NOVEC 1230, 51lb | 8012
CPY-70-00-2-0052 | CPY-70-00-2-0052 | 70 Cyl, no Solenoid, NOVEC 1230, 52lb | 8075
CPY-70-00-2-0053 | CPY-70-00-2-0053 | 70 Cyl, no Solenoid, NOVEC 1230, 53lb | 8137
CPY-70-00-2-0054 | CPY-70-00-2-0054 | 70 Cyl, no Solenoid, NOVEC 1230, 54lb | 8199
CPY-70-00-2-0055 | CPY-70-00-2-0055 | 70 Cyl, no Solenoid, NOVEC 1230, 55lb | 8262
CPY-70-00-2-0056 | CPY-70-00-2-0056 | 70 Cyl, no Solenoid, NOVEC 1230, 56lb | 8324
CPY-70-00-2-0057 | CPY-70-00-2-0057 | 70 Cyl, no Solenoid, NOVEC 1230, 57lb | 8386
CPY-70-00-2-0058 | CPY-70-00-2-0058 | 70 Cyl, no Solenoid, NOVEC 1230, 58lb | 8449
CPY-70-00-2-0059 | CPY-70-00-2-0059 | 70 Cyl, no Solenoid, NOVEC 1230, 59lb | 8511
CPY-70-00-2-0060 | CPY-70-00-2-0060 | 70 Cyl, no Solenoid, NOVEC 1230, 60lb | 8573
CPY-70-00-2-0061 | CPY-70-00-2-0061 | 70 Cyl, no Solenoid, NOVEC 1230, 61lb | 8636
CPY-70-00-2-0062 | CPY-70-00-2-0062 | 70 Cyl, no Solenoid, NOVEC 1230, 62lb | 8698
CPY-70-00-2-0063 | CPY-70-00-2-0063 | 70 Cyl, no Solenoid, NOVEC 1230, 63lb | 8760
CPY-70-00-2-0064 | CPY-70-00-2-0064 | 70 Cyl, no Solenoid, NOVEC 1230, 64lb | 8823
CPY-70-00-2-0065 | CPY-70-00-2-0065 | 70 Cyl, no Solenoid, NOVEC 1230, 65lb | 8885
CPY-70-00-2-0066 | CPY-70-00-2-0066 | 70 Cyl, no Solenoid, NOVEC 1230, 66lb | 8947
CPY-70-00-2-0067 | CPY-70-00-2-0067 | 70 Cyl, no Solenoid, NOVEC 1230, 67lb | 9010
CPY-70-00-2-0068 | CPY-70-00-2-0068 | 70 Cyl, no Solenoid, NOVEC 1230, 68lb | 9072
CPY-70-00-2-0069 | CPY-70-00-2-0069 | 70 Cyl, no Solenoid, NOVEC 1230, 69lb | 9134
CPY-70-00-2-0070 | CPY-70-00-2-0070 | 70 Cyl, no Solenoid, NOVEC 1230, 70lb | 9197
CPY-70-00-3-0031 | CPY-70-00-3-0031 | 70 Cyl, no Solenoid, HFC-227ea, 31lb | 6927
CPY-70-00-3-0032 | CPY-70-00-3-0032 | 70 Cyl, no Solenoid, HFC-227ea, 32lb | 6992
CPY-70-00-3-0033 | CPY-70-00-3-0033 | 70 Cyl, no Solenoid, HFC-227ea, 33lb | 7056
CPY-70-00-3-0034 | CPY-70-00-3-0034 | 70 Cyl, no Solenoid, HFC-227ea, 34lb | 7121
CPY-70-00-3-0035 | CPY-70-00-3-0035 | 70 Cyl, no Solenoid, HFC-227ea, 35lb | 7185
CPY-70-00-3-0036 | CPY-70-00-3-0036 | 70 Cyl, no Solenoid, HFC-227ea, 36lb | 7250
CPY-70-00-3-0037 | CPY-70-00-3-0037 | 70 Cyl, no Solenoid, HFC-227ea, 37lb | 7314
CPY-70-00-3-0038 | CPY-70-00-3-0038 | 70 Cyl, no Solenoid, HFC-227ea, 38lb | 7379
CPY-70-00-3-0039 | CPY-70-00-3-0039 | 70 Cyl, no Solenoid, HFC-227ea, 39lb | 7443
CPY-70-00-3-0040 | CPY-70-00-3-0040 | 70 Cyl, no Solenoid, HFC-227ea, 40lb | 7508
CPY-70-00-3-0041 | CPY-70-00-3-0041 | 70 Cyl, no Solenoid, HFC-227ea, 41lb | 7572
CPY-70-00-3-0042 | CPY-70-00-3-0042 | 70 Cyl, no Solenoid, HFC-227ea, 42lb | 7637
CPY-70-00-3-0043 | CPY-70-00-3-0043 | 70 Cyl, no Solenoid, HFC-227ea, 43lb | 7701
CPY-70-00-3-0044 | CPY-70-00-3-0044 | 70 Cyl, no Solenoid, HFC-227ea, 44lb | 7766
CPY-70-00-3-0045 | CPY-70-00-3-0045 | 70 Cyl, no Solenoid, HFC-227ea, 45lb | 7830
CPY-70-00-3-0046 | CPY-70-00-3-0046 | 70 Cyl, no Solenoid, HFC-227ea, 46lb | 7895
CPY-70-00-3-0047 | CPY-70-00-3-0047 | 70 Cyl, no Solenoid, HFC-227ea, 47lb | 7959
CPY-70-00-3-0048 | CPY-70-00-3-0048 | 70 Cyl, no Solenoid, HFC-227ea, 48lb | 8024
CPY-70-00-3-0049 | CPY-70-00-3-0049 | 70 Cyl, no Solenoid, HFC-227ea, 49lb | 8088
CPY-70-00-3-0050 | CPY-70-00-3-0050 | 70 Cyl, no Solenoid, HFC-227ea, 50lb | 8153
CPY-70-00-3-0051 | CPY-70-00-3-0051 | 70 Cyl, no Solenoid, HFC-227ea, 51lb | 8217
CPY-70-00-3-0052 | CPY-70-00-3-0052 | 70 Cyl, no Solenoid, HFC-227ea, 52lb | 8282
CPY-70-00-3-0053 | CPY-70-00-3-0053 | 70 Cyl, no Solenoid, HFC-227ea, 53lb | 8346
CPY-70-00-3-0054 | CPY-70-00-3-0054 | 70 Cyl, no Solenoid, HFC-227ea, 54lb | 8410
CPY-70-00-3-0055 | CPY-70-00-3-0055 | 70 Cyl, no Solenoid, HFC-227ea, 55lb | 8475
CPY-70-00-3-0056 | CPY-70-00-3-0056 | 70 Cyl, no Solenoid, HFC-227ea, 56lb | 8539
CPY-70-00-3-0057 | CPY-70-00-3-0057 | 70 Cyl, no Solenoid, HFC-227ea, 57lb | 8604
CPY-70-00-3-0058 | CPY-70-00-3-0058 | 70 Cyl, no Solenoid, HFC-227ea, 58lb | 8668
CPY-70-00-3-0059 | CPY-70-00-3-0059 | 70 Cyl, no Solenoid, HFC-227ea, 59lb | 8733
CPY-70-00-3-0060 | CPY-70-00-3-0060 | 70 Cyl, no Solenoid, HFC-227ea, 60lb | 8797
CPY-70-00-3-0061 | CPY-70-00-3-0061 | 70 Cyl, no Solenoid, HFC-227ea, 61lb | 8862
CPY-70-00-3-0062 | CPY-70-00-3-0062 | 70 Cyl, no Solenoid, HFC-227ea, 62lb | 8926
CPY-70-00-3-0063 | CPY-70-00-3-0063 | 70 Cyl, no Solenoid, HFC-227ea, 63lb | 8991
CPY-70-00-3-0064 | CPY-70-00-3-0064 | 70 Cyl, no Solenoid, HFC-227ea, 64lb | 9055
CPY-70-00-3-0065 | CPY-70-00-3-0065 | 70 Cyl, no Solenoid, HFC-227ea, 65lb | 9120
CPY-70-00-3-0066 | CPY-70-00-3-0066 | 70 Cyl, no Solenoid, HFC-227ea, 66lb | 9184
CPY-70-00-3-0067 | CPY-70-00-3-0067 | 70 Cyl, no Solenoid, HFC-227ea, 67lb | 9249
CPY-70-00-3-0068 | CPY-70-00-3-0068 | 70 Cyl, no Solenoid, HFC-227ea, 68lb | 9313
CPY-70-00-3-0069 | CPY-70-00-3-0069 | 70 Cyl, no Solenoid, HFC-227ea, 69lb | 9378
CPY-70-00-3-0070 | CPY-70-00-3-0070 | 70 Cyl, no Solenoid, HFC-227ea, 70lb | 9442
CPY-900-00-2-0387 | CPY-900-00-2-0387 | 900 Cyl, no Solenoid, NOVEC 1230, 387 lb | 41208
CPY-900-00-2-0390 | CPY-900-00-2-0390 | 900 Cyl, no Solenoid, NOVEC 1230, 390 lb | 41395
CPY-900-00-2-0395 | CPY-900-00-2-0395 | 900 Cyl, no Solenoid, NOVEC 1230, 395 lb | 41706
CPY-900-00-2-0400 | CPY-900-00-2-0400 | 900 Cyl, no Solenoid, NOVEC 1230, 400 lb | 42018
CPY-900-00-2-0405 | CPY-900-00-2-0405 | 900 Cyl, no Solenoid, NOVEC 1230, 405 lb | 42330
CPY-900-00-2-0410 | CPY-900-00-2-0410 | 900 Cyl, no Solenoid, NOVEC 1230, 410 lb | 42641
CPY-900-00-2-0415 | CPY-900-00-2-0415 | 900 Cyl, no Solenoid, NOVEC 1230, 415 lb | 42953
CPY-900-00-2-0420 | CPY-900-00-2-0420 | 900 Cyl, no Solenoid, NOVEC 1230, 420 lb | 43264
CPY-900-00-2-0425 | CPY-900-00-2-0425 | 900 Cyl, no Solenoid, NOVEC 1230, 425 lb | 43576
CPY-900-00-2-0430 | CPY-900-00-2-0430 | 900 Cyl, no Solenoid, NOVEC 1230, 430 lb | 43888
CPY-900-00-2-0435 | CPY-900-00-2-0435 | 900 Cyl, no Solenoid, NOVEC 1230, 435 lb | 44199
CPY-900-00-2-0440 | CPY-900-00-2-0440 | 900 Cyl, no Solenoid, NOVEC 1230, 440 lb | 44511
CPY-900-00-2-0445 | CPY-900-00-2-0445 | 900 Cyl, no Solenoid, NOVEC 1230, 445 lb | 44823
CPY-900-00-2-0450 | CPY-900-00-2-0450 | 900 Cyl, no Solenoid, NOVEC 1230, 450 lb | 45134
CPY-900-00-2-0455 | CPY-900-00-2-0455 | 900 Cyl, no Solenoid, NOVEC 1230, 455 lb | 45446
CPY-900-00-2-0460 | CPY-900-00-2-0460 | 900 Cyl, no Solenoid, NOVEC 1230, 460 lb | 45757
CPY-900-00-2-0465 | CPY-900-00-2-0465 | 900 Cyl, no Solenoid, NOVEC 1230, 465 lb | 46069
CPY-900-00-2-0470 | CPY-900-00-2-0470 | 900 Cyl, no Solenoid, NOVEC 1230, 470 lb | 46381
CPY-900-00-2-0475 | CPY-900-00-2-0475 | 900 Cyl, no Solenoid, NOVEC 1230, 475 lb | 46692
CPY-900-00-2-0480 | CPY-900-00-2-0480 | 900 Cyl, no Solenoid, NOVEC 1230, 480 lb | 47004
CPY-900-00-2-0485 | CPY-900-00-2-0485 | 900 Cyl, no Solenoid, NOVEC 1230, 485 lb | 47316
CPY-900-00-2-0490 | CPY-900-00-2-0490 | 900 Cyl, no Solenoid, NOVEC 1230, 490 lb | 47627
CPY-900-00-2-0495 | CPY-900-00-2-0495 | 900 Cyl, no Solenoid, NOVEC 1230, 495 lb | 47939
CPY-900-00-2-0500 | CPY-900-00-2-0500 | 900 Cyl, no Solenoid, NOVEC 1230, 500 lb | 48250
CPY-900-00-2-0505 | CPY-900-00-2-0505 | 900 Cyl, no Solenoid, NOVEC 1230, 505 lb | 48562
CPY-900-00-2-0510 | CPY-900-00-2-0510 | 900 Cyl, no Solenoid, NOVEC 1230, 510 lb | 48874
CPY-900-00-2-0515 | CPY-900-00-2-0515 | 900 Cyl, no Solenoid, NOVEC 1230, 515 lb | 49185
CPY-900-00-2-0520 | CPY-900-00-2-0520 | 900 Cyl, no Solenoid, NOVEC 1230, 520 lb | 49497
CPY-900-00-2-0525 | CPY-900-00-2-0525 | 900 Cyl, no Solenoid, NOVEC 1230, 525 lb | 49809
CPY-900-00-2-0530 | CPY-900-00-2-0530 | 900 Cyl, no Solenoid, NOVEC 1230, 530 lb | 50120
CPY-900-00-2-0535 | CPY-900-00-2-0535 | 900 Cyl, no Solenoid, NOVEC 1230, 535 lb | 50432
CPY-900-00-2-0540 | CPY-900-00-2-0540 | 900 Cyl, no Solenoid, NOVEC 1230, 540 lb | 50743
CPY-900-00-2-0545 | CPY-900-00-2-0545 | 900 Cyl, no Solenoid, NOVEC 1230, 545 lb | 51055
CPY-900-00-2-0550 | CPY-900-00-2-0550 | 900 Cyl, no Solenoid, NOVEC 1230, 550 lb | 51367
CPY-900-00-2-0555 | CPY-900-00-2-0555 | 900 Cyl, no Solenoid, NOVEC 1230, 555 lb | 51678
CPY-900-00-2-0560 | CPY-900-00-2-0560 | 900 Cyl, no Solenoid, NOVEC 1230, 560 lb | 51990
CPY-900-00-2-0565 | CPY-900-00-2-0565 | 900 Cyl, no Solenoid, NOVEC 1230, 565 lb | 52301
CPY-900-00-2-0570 | CPY-900-00-2-0570 | 900 Cyl, no Solenoid, NOVEC 1230, 570 lb | 52613
CPY-900-00-2-0575 | CPY-900-00-2-0575 | 900 Cyl, no Solenoid, NOVEC 1230, 575 lb | 52925
CPY-900-00-2-0580 | CPY-900-00-2-0580 | 900 Cyl, no Solenoid, NOVEC 1230, 580 lb | 53236
CPY-900-00-2-0585 | CPY-900-00-2-0585 | 900 Cyl, no Solenoid, NOVEC 1230, 585 lb | 53548
CPY-900-00-2-0590 | CPY-900-00-2-0590 | 900 Cyl, no Solenoid, NOVEC 1230, 590 lb | 53860
CPY-900-00-2-0595 | CPY-900-00-2-0595 | 900 Cyl, no Solenoid, NOVEC 1230, 595 lb | 54171
CPY-900-00-2-0600 | CPY-900-00-2-0600 | 900 Cyl, no Solenoid, NOVEC 1230, 600 lb | 54483
CPY-900-00-2-0605 | CPY-900-00-2-0605 | 900 Cyl, no Solenoid, NOVEC 1230, 605 lb | 54794
CPY-900-00-2-0610 | CPY-900-00-2-0610 | 900 Cyl, no Solenoid, NOVEC 1230, 610 lb | 55106
CPY-900-00-2-0615 | CPY-900-00-2-0615 | 900 Cyl, no Solenoid, NOVEC 1230, 615 lb | 55418
CPY-900-00-2-0620 | CPY-900-00-2-0620 | 900 Cyl, no Solenoid, NOVEC 1230, 620 lb | 55729
CPY-900-00-2-0625 | CPY-900-00-2-0625 | 900 Cyl, no Solenoid, NOVEC 1230, 625 lb | 56041
CPY-900-00-2-0630 | CPY-900-00-2-0630 | 900 Cyl, no Solenoid, NOVEC 1230, 630 lb | 56353
CPY-900-00-2-0635 | CPY-900-00-2-0635 | 900 Cyl, no Solenoid, NOVEC 1230, 635 lb | 56664
CPY-900-00-2-0640 | CPY-900-00-2-0640 | 900 Cyl, no Solenoid, NOVEC 1230, 640 lb | 56976
CPY-900-00-2-0645 | CPY-900-00-2-0645 | 900 Cyl, no Solenoid, NOVEC 1230, 645 lb | 57287
CPY-900-00-2-0650 | CPY-900-00-2-0650 | 900 Cyl, no Solenoid, NOVEC 1230, 650 lb | 57599
CPY-900-00-2-0655 | CPY-900-00-2-0655 | 900 Cyl, no Solenoid, NOVEC 1230, 655 lb | 57911
CPY-900-00-2-0660 | CPY-900-00-2-0660 | 900 Cyl, no Solenoid, NOVEC 1230, 660 lb | 58222
CPY-900-00-2-0665 | CPY-900-00-2-0665 | 900 Cyl, no Solenoid, NOVEC 1230, 665 lb | 58534
CPY-900-00-2-0670 | CPY-900-00-2-0670 | 900 Cyl, no Solenoid, NOVEC 1230, 670 lb | 58846
CPY-900-00-2-0675 | CPY-900-00-2-0675 | 900 Cyl, no Solenoid, NOVEC 1230, 675 lb | 59157
CPY-900-00-2-0680 | CPY-900-00-2-0680 | 900 Cyl, no Solenoid, NOVEC 1230, 680 lb | 59469
CPY-900-00-2-0685 | CPY-900-00-2-0685 | 900 Cyl, no Solenoid, NOVEC 1230, 685 lb | 59780
CPY-900-00-2-0690 | CPY-900-00-2-0690 | 900 Cyl, no Solenoid, NOVEC 1230, 690 lb | 60092
CPY-900-00-2-0695 | CPY-900-00-2-0695 | 900 Cyl, no Solenoid, NOVEC 1230, 695 lb | 60404
CPY-900-00-2-0700 | CPY-900-00-2-0700 | 900 Cyl, no Solenoid, NOVEC 1230, 700 lb | 60715
CPY-900-00-2-0705 | CPY-900-00-2-0705 | 900 Cyl, no Solenoid, NOVEC 1230, 705 lb | 61027
CPY-900-00-2-0710 | CPY-900-00-2-0710 | 900 Cyl, no Solenoid, NOVEC 1230, 710 lb | 61339
CPY-900-00-2-0715 | CPY-900-00-2-0715 | 900 Cyl, no Solenoid, NOVEC 1230, 715 lb | 61650
CPY-900-00-2-0720 | CPY-900-00-2-0720 | 900 Cyl, no Solenoid, NOVEC 1230, 720 lb | 61962
CPY-900-00-2-0725 | CPY-900-00-2-0725 | 900 Cyl, no Solenoid, NOVEC 1230, 725 lb | 62273
CPY-900-00-2-0730 | CPY-900-00-2-0730 | 900 Cyl, no Solenoid, NOVEC 1230, 730 lb | 62585
CPY-900-00-2-0735 | CPY-900-00-2-0735 | 900 Cyl, no Solenoid, NOVEC 1230, 735 lb | 62897
CPY-900-00-2-0740 | CPY-900-00-2-0740 | 900 Cyl, no Solenoid, NOVEC 1230, 740 lb | 63208
CPY-900-00-2-0745 | CPY-900-00-2-0745 | 900 Cyl, no Solenoid, NOVEC 1230, 745 lb | 63520
CPY-900-00-2-0750 | CPY-900-00-2-0750 | 900 Cyl, no Solenoid, NOVEC 1230, 750 lb | 63831
CPY-900-00-2-0755 | CPY-900-00-2-0755 | 900 Cyl, no Solenoid, NOVEC 1230, 755 lb | 64143
CPY-900-00-2-0760 | CPY-900-00-2-0760 | 900 Cyl, no Solenoid, NOVEC 1230, 760 lb | 64455
CPY-900-00-2-0765 | CPY-900-00-2-0765 | 900 Cyl, no Solenoid, NOVEC 1230, 765 lb | 64766
CPY-900-00-2-0770 | CPY-900-00-2-0770 | 900 Cyl, no Solenoid, NOVEC 1230, 770 lb | 65078
CPY-900-00-2-0775 | CPY-900-00-2-0775 | 900 Cyl, no Solenoid, NOVEC 1230, 775 lb | 65390
CPY-900-00-2-0780 | CPY-900-00-2-0780 | 900 Cyl, no Solenoid, NOVEC 1230, 780 lb | 65701
CPY-900-00-2-0785 | CPY-900-00-2-0785 | 900 Cyl, no Solenoid, NOVEC 1230, 785 lb | 66013
CPY-900-00-2-0790 | CPY-900-00-2-0790 | 900 Cyl, no Solenoid, NOVEC 1230, 790 lb | 66324
CPY-900-00-2-0795 | CPY-900-00-2-0795 | 900 Cyl, no Solenoid, NOVEC 1230, 795 lb | 66636
CPY-900-00-2-0800 | CPY-900-00-2-0800 | 900 Cyl, no Solenoid, NOVEC 1230, 800 lb | 66948
CPY-900-00-2-0805 | CPY-900-00-2-0805 | 900 Cyl, no Solenoid, NOVEC 1230, 805 lb | 67259
CPY-900-00-2-0810 | CPY-900-00-2-0810 | 900 Cyl, no Solenoid, NOVEC 1230, 810 lb | 67571
CPY-900-00-2-0815 | CPY-900-00-2-0815 | 900 Cyl, no Solenoid, NOVEC 1230, 815 lb | 67883
CPY-900-00-2-0820 | CPY-900-00-2-0820 | 900 Cyl, no Solenoid, NOVEC 1230, 820 lb | 68194
CPY-900-00-2-0825 | CPY-900-00-2-0825 | 900 Cyl, no Solenoid, NOVEC 1230, 825 lb | 68506
CPY-900-00-2-0830 | CPY-900-00-2-0830 | 900 Cyl, no Solenoid, NOVEC 1230, 830 lb | 68817
CPY-900-00-2-0835 | CPY-900-00-2-0835 | 900 Cyl, no Solenoid, NOVEC 1230, 835 lb | 69129
CPY-900-00-2-0840 | CPY-900-00-2-0840 | 900 Cyl, no Solenoid, NOVEC 1230, 840 lb | 69441
CPY-900-00-2-0845 | CPY-900-00-2-0845 | 900 Cyl, no Solenoid, NOVEC 1230, 845 lb | 69752
CPY-900-00-2-0850 | CPY-900-00-2-0850 | 900 Cyl, no Solenoid, NOVEC 1230, 850 lb | 70064
CPY-900-00-2-0855 | CPY-900-00-2-0855 | 900 Cyl, no Solenoid, NOVEC 1230, 855 lb | 70375
CPY-900-00-2-0860 | CPY-900-00-2-0860 | 900 Cyl, no Solenoid, NOVEC 1230, 860 lb | 70687
CPY-900-00-2-0865 | CPY-900-00-2-0865 | 900 Cyl, no Solenoid, NOVEC 1230, 865 lb | 70999
CPY-900-00-2-0870 | CPY-900-00-2-0870 | 900 Cyl, no Solenoid, NOVEC 1230, 870 lb | 71310
CPY-900-00-2-0875 | CPY-900-00-2-0875 | 900 Cyl, no Solenoid, NOVEC 1230, 875 lb | 71622
CPY-900-00-2-0880 | CPY-900-00-2-0880 | 900 Cyl, no Solenoid, NOVEC 1230, 880 lb | 71934
CPY-900-00-2-0885 | CPY-900-00-2-0885 | 900 Cyl, no Solenoid, NOVEC 1230, 885 lb | 72245
CPY-900-00-2-0890 | CPY-900-00-2-0890 | 900 Cyl, no Solenoid, NOVEC 1230, 890 lb | 72557
CPY-900-00-2-0895 | CPY-900-00-2-0895 | 900 Cyl, no Solenoid, NOVEC 1230, 895 lb | 72868
CPY-900-00-2-0900 | CPY-900-00-2-0900 | 900 Cyl, no Solenoid, NOVEC 1230, 900 lb | 73180
CPY-900-00-3-0387 | CPY-900-00-3-0387 | 900 Cyl, no Solenoid, HFC-227ea, 387 lb | 42377
CPY-900-00-3-0390 | CPY-900-00-3-0390 | 900 Cyl, no Solenoid, HFC-227ea, 390 lb | 42570
CPY-900-00-3-0395 | CPY-900-00-3-0395 | 900 Cyl, no Solenoid, HFC-227ea, 395 lb | 42893
CPY-900-00-3-0400 | CPY-900-00-3-0400 | 900 Cyl, no Solenoid, HFC-227ea, 400 lb | 43215
CPY-900-00-3-0405 | CPY-900-00-3-0405 | 900 Cyl, no Solenoid, HFC-227ea, 405 lb | 43537
CPY-900-00-3-0410 | CPY-900-00-3-0410 | 900 Cyl, no Solenoid, HFC-227ea, 410 lb | 43860
CPY-900-00-3-0415 | CPY-900-00-3-0415 | 900 Cyl, no Solenoid, HFC-227ea, 415 lb | 44182
CPY-900-00-3-0420 | CPY-900-00-3-0420 | 900 Cyl, no Solenoid, HFC-227ea, 420 lb | 44505
CPY-900-00-3-0425 | CPY-900-00-3-0425 | 900 Cyl, no Solenoid, HFC-227ea, 425 lb | 44827
CPY-900-00-3-0430 | CPY-900-00-3-0430 | 900 Cyl, no Solenoid, HFC-227ea, 430 lb | 45149
CPY-900-00-3-0435 | CPY-900-00-3-0435 | 900 Cyl, no Solenoid, HFC-227ea, 435 lb | 45472
CPY-900-00-3-0440 | CPY-900-00-3-0440 | 900 Cyl, no Solenoid, HFC-227ea, 440 lb | 45794
CPY-900-00-3-0445 | CPY-900-00-3-0445 | 900 Cyl, no Solenoid, HFC-227ea, 445 lb | 46117
CPY-900-00-3-0450 | CPY-900-00-3-0450 | 900 Cyl, no Solenoid, HFC-227ea, 450 lb | 46439
CPY-900-00-3-0455 | CPY-900-00-3-0455 | 900 Cyl, no Solenoid, HFC-227ea, 455 lb | 46761
CPY-900-00-3-0460 | CPY-900-00-3-0460 | 900 Cyl, no Solenoid, HFC-227ea, 460 lb | 47084
CPY-900-00-3-0465 | CPY-900-00-3-0465 | 900 Cyl, no Solenoid, HFC-227ea, 465 lb | 47406
CPY-900-00-3-0470 | CPY-900-00-3-0470 | 900 Cyl, no Solenoid, HFC-227ea, 470 lb | 47728
CPY-900-00-3-0475 | CPY-900-00-3-0475 | 900 Cyl, no Solenoid, HFC-227ea, 475 lb | 48051
CPY-900-00-3-0480 | CPY-900-00-3-0480 | 900 Cyl, no Solenoid, HFC-227ea, 480 lb | 48373
CPY-900-00-3-0485 | CPY-900-00-3-0485 | 900 Cyl, no Solenoid, HFC-227ea, 485 lb | 48696
CPY-900-00-3-0490 | CPY-900-00-3-0490 | 900 Cyl, no Solenoid, HFC-227ea, 490 lb | 49018
CPY-900-00-3-0495 | CPY-900-00-3-0495 | 900 Cyl, no Solenoid, HFC-227ea, 495 lb | 49340
CPY-900-00-3-0500 | CPY-900-00-3-0500 | 900 Cyl, no Solenoid, HFC-227ea, 500 lb | 49663
CPY-900-00-3-0505 | CPY-900-00-3-0505 | 900 Cyl, no Solenoid, HFC-227ea, 505 lb | 49985
CPY-900-00-3-0510 | CPY-900-00-3-0510 | 900 Cyl, no Solenoid, HFC-227ea, 510 lb | 50308
CPY-900-00-3-0515 | CPY-900-00-3-0515 | 900 Cyl, no Solenoid, HFC-227ea, 515 lb | 50630
CPY-900-00-3-0520 | CPY-900-00-3-0520 | 900 Cyl, no Solenoid, HFC-227ea, 520 lb | 50952
CPY-900-00-3-0525 | CPY-900-00-3-0525 | 900 Cyl, no Solenoid, HFC-227ea, 525 lb | 51275
CPY-900-00-3-0530 | CPY-900-00-3-0530 | 900 Cyl, no Solenoid, HFC-227ea, 530 lb | 51597
CPY-900-00-3-0535 | CPY-900-00-3-0535 | 900 Cyl, no Solenoid, HFC-227ea, 535 lb | 51920
CPY-900-00-3-0540 | CPY-900-00-3-0540 | 900 Cyl, no Solenoid, HFC-227ea, 540 lb | 52242
CPY-900-00-3-0545 | CPY-900-00-3-0545 | 900 Cyl, no Solenoid, HFC-227ea, 545 lb | 52564
CPY-900-00-3-0550 | CPY-900-00-3-0550 | 900 Cyl, no Solenoid, HFC-227ea, 550 lb | 52887
CPY-900-00-3-0555 | CPY-900-00-3-0555 | 900 Cyl, no Solenoid, HFC-227ea, 555 lb | 53209
CPY-900-00-3-0560 | CPY-900-00-3-0560 | 900 Cyl, no Solenoid, HFC-227ea, 560 lb | 53532
CPY-900-00-3-0565 | CPY-900-00-3-0565 | 900 Cyl, no Solenoid, HFC-227ea, 565 lb | 53854
CPY-900-00-3-0570 | CPY-900-00-3-0570 | 900 Cyl, no Solenoid, HFC-227ea, 570 lb | 54176
CPY-900-00-3-0575 | CPY-900-00-3-0575 | 900 Cyl, no Solenoid, HFC-227ea, 575 lb | 54499
CPY-900-00-3-0580 | CPY-900-00-3-0580 | 900 Cyl, no Solenoid, HFC-227ea, 580 lb | 54821
CPY-900-00-3-0585 | CPY-900-00-3-0585 | 900 Cyl, no Solenoid, HFC-227ea, 585 lb | 55144
CPY-900-00-3-0590 | CPY-900-00-3-0590 | 900 Cyl, no Solenoid, HFC-227ea, 590 lb | 55466
CPY-900-00-3-0595 | CPY-900-00-3-0595 | 900 Cyl, no Solenoid, HFC-227ea, 595 lb | 55788
CPY-900-00-3-0600 | CPY-900-00-3-0600 | 900 Cyl, no Solenoid, HFC-227ea, 600 lb | 56111
CPY-900-00-3-0605 | CPY-900-00-3-0605 | 900 Cyl, no Solenoid, HFC-227ea, 605 lb | 56433
CPY-900-00-3-0610 | CPY-900-00-3-0610 | 900 Cyl, no Solenoid, HFC-227ea, 610 lb | 56755
CPY-900-00-3-0615 | CPY-900-00-3-0615 | 900 Cyl, no Solenoid, HFC-227ea, 615 lb | 57078
CPY-900-00-3-0620 | CPY-900-00-3-0620 | 900 Cyl, no Solenoid, HFC-227ea, 620 lb | 57400
CPY-900-00-3-0625 | CPY-900-00-3-0625 | 900 Cyl, no Solenoid, HFC-227ea, 625 lb | 57723
CPY-900-00-3-0630 | CPY-900-00-3-0630 | 900 Cyl, no Solenoid, HFC-227ea, 630 lb | 58045
CPY-900-00-3-0635 | CPY-900-00-3-0635 | 900 Cyl, no Solenoid, HFC-227ea, 635 lb | 58367
CPY-900-00-3-0640 | CPY-900-00-3-0640 | 900 Cyl, no Solenoid, HFC-227ea, 640 lb | 58690
CPY-900-00-3-0645 | CPY-900-00-3-0645 | 900 Cyl, no Solenoid, HFC-227ea, 645 lb | 59012
CPY-900-00-3-0650 | CPY-900-00-3-0650 | 900 Cyl, no Solenoid, HFC-227ea, 650 lb | 59335
CPY-900-00-3-0655 | CPY-900-00-3-0655 | 900 Cyl, no Solenoid, HFC-227ea, 655 lb | 59657
CPY-900-00-3-0660 | CPY-900-00-3-0660 | 900 Cyl, no Solenoid, HFC-227ea, 660 lb | 59979
CPY-900-00-3-0665 | CPY-900-00-3-0665 | 900 Cyl, no Solenoid, HFC-227ea, 665 lb | 60302
CPY-900-00-3-0670 | CPY-900-00-3-0670 | 900 Cyl, no Solenoid, HFC-227ea, 670 lb | 60624
CPY-900-00-3-0675 | CPY-900-00-3-0675 | 900 Cyl, no Solenoid, HFC-227ea, 675 lb | 60947
CPY-900-00-3-0680 | CPY-900-00-3-0680 | 900 Cyl, no Solenoid, HFC-227ea, 680 lb | 61269
CPY-900-00-3-0685 | CPY-900-00-3-0685 | 900 Cyl, no Solenoid, HFC-227ea, 685 lb | 61591
CPY-900-00-3-0690 | CPY-900-00-3-0690 | 900 Cyl, no Solenoid, HFC-227ea, 690 lb | 61914
CPY-900-00-3-0695 | CPY-900-00-3-0695 | 900 Cyl, no Solenoid, HFC-227ea, 695 lb | 62236
CPY-900-00-3-0700 | CPY-900-00-3-0700 | 900 Cyl, no Solenoid, HFC-227ea, 700 lb | 62559
CPY-900-00-3-0705 | CPY-900-00-3-0705 | 900 Cyl, no Solenoid, HFC-227ea, 705 lb | 62881
CPY-900-00-3-0710 | CPY-900-00-3-0710 | 900 Cyl, no Solenoid, HFC-227ea, 710 lb | 63203
CPY-900-00-3-0715 | CPY-900-00-3-0715 | 900 Cyl, no Solenoid, HFC-227ea, 715 lb | 63526
CPY-900-00-3-0720 | CPY-900-00-3-0720 | 900 Cyl, no Solenoid, HFC-227ea, 720 lb | 63848
CPY-900-00-3-0725 | CPY-900-00-3-0725 | 900 Cyl, no Solenoid, HFC-227ea, 725 lb | 64171
CPY-900-00-3-0730 | CPY-900-00-3-0730 | 900 Cyl, no Solenoid, HFC-227ea, 730 lb | 64493
CPY-900-00-3-0735 | CPY-900-00-3-0735 | 900 Cyl, no Solenoid, HFC-227ea, 735 lb | 64815
CPY-900-00-3-0740 | CPY-900-00-3-0740 | 900 Cyl, no Solenoid, HFC-227ea, 740 lb | 65138
CPY-900-00-3-0745 | CPY-900-00-3-0745 | 900 Cyl, no Solenoid, HFC-227ea, 745 lb | 65460
CPY-900-00-3-0750 | CPY-900-00-3-0750 | 900 Cyl, no Solenoid, HFC-227ea, 750 lb | 65783
CPY-900-00-3-0755 | CPY-900-00-3-0755 | 900 Cyl, no Solenoid, HFC-227ea, 755 lb | 66105
CPY-900-00-3-0760 | CPY-900-00-3-0760 | 900 Cyl, no Solenoid, HFC-227ea, 760 lb | 66427
CPY-900-00-3-0765 | CPY-900-00-3-0765 | 900 Cyl, no Solenoid, HFC-227ea, 765 lb | 66750
CPY-900-00-3-0770 | CPY-900-00-3-0770 | 900 Cyl, no Solenoid, HFC-227ea, 770 lb | 67072
CPY-900-00-3-0775 | CPY-900-00-3-0775 | 900 Cyl, no Solenoid, HFC-227ea, 775 lb | 67395
CPY-900-00-3-0780 | CPY-900-00-3-0780 | 900 Cyl, no Solenoid, HFC-227ea, 780 lb | 67717
CPY-900-00-3-0785 | CPY-900-00-3-0785 | 900 Cyl, no Solenoid, HFC-227ea, 785 lb | 68039
CPY-900-00-3-0790 | CPY-900-00-3-0790 | 900 Cyl, no Solenoid, HFC-227ea, 790 lb | 68362
CPY-900-00-3-0795 | CPY-900-00-3-0795 | 900 Cyl, no Solenoid, HFC-227ea, 795 lb | 68684
CPY-900-00-3-0800 | CPY-900-00-3-0800 | 900 Cyl, no Solenoid, HFC-227ea, 800 lb | 69006
CPY-900-00-3-0805 | CPY-900-00-3-0805 | 900 Cyl, no Solenoid, HFC-227ea, 805 lb | 69329
CPY-900-00-3-0810 | CPY-900-00-3-0810 | 900 Cyl, no Solenoid, HFC-227ea, 810 lb | 69651
CPY-900-00-3-0815 | CPY-900-00-3-0815 | 900 Cyl, no Solenoid, HFC-227ea, 815 lb | 69974
CPY-900-00-3-0820 | CPY-900-00-3-0820 | 900 Cyl, no Solenoid, HFC-227ea, 820 lb | 70296
CPY-900-00-3-0825 | CPY-900-00-3-0825 | 900 Cyl, no Solenoid, HFC-227ea, 825 lb | 70618
CPY-900-00-3-0830 | CPY-900-00-3-0830 | 900 Cyl, no Solenoid, HFC-227ea, 830 lb | 70941
CPY-900-00-3-0835 | CPY-900-00-3-0835 | 900 Cyl, no Solenoid, HFC-227ea, 835 lb | 71263
CPY-900-00-3-0840 | CPY-900-00-3-0840 | 900 Cyl, no Solenoid, HFC-227ea, 840 lb | 71586
CPY-900-00-3-0845 | CPY-900-00-3-0845 | 900 Cyl, no Solenoid, HFC-227ea, 845 lb | 71908
CPY-900-00-3-0850 | CPY-900-00-3-0850 | 900 Cyl, no Solenoid, HFC-227ea, 850 lb | 72230
CPY-900-00-3-0855 | CPY-900-00-3-0855 | 900 Cyl, no Solenoid, HFC-227ea, 855 lb | 72553
CPY-900-00-3-0860 | CPY-900-00-3-0860 | 900 Cyl, no Solenoid, HFC-227ea, 860 lb | 72875
CPY-900-00-3-0865 | CPY-900-00-3-0865 | 900 Cyl, no Solenoid, HFC-227ea, 865 lb | 73198
CPY-900-00-3-0870 | CPY-900-00-3-0870 | 900 Cyl, no Solenoid, HFC-227ea, 870 lb | 73520
CPY-900-00-3-0875 | CPY-900-00-3-0875 | 900 Cyl, no Solenoid, HFC-227ea, 875 lb | 73842
CPY-900-00-3-0880 | CPY-900-00-3-0880 | 900 Cyl, no Solenoid, HFC-227ea, 880 lb | 74165
CPY-900-00-3-0885 | CPY-900-00-3-0885 | 900 Cyl, no Solenoid, HFC-227ea, 885 lb | 74487
CPY-900-00-3-0890 | CPY-900-00-3-0890 | 900 Cyl, no Solenoid, HFC-227ea, 890 lb | 74810
CPY-900-00-3-0895 | CPY-900-00-3-0895 | 900 Cyl, no Solenoid, HFC-227ea, 895 lb | 75132
CPY-900-00-3-0900 | CPY-900-00-3-0900 | 900 Cyl, no Solenoid, HFC-227ea, 900 lb | 75454
CPYEN-1-0.0781 | CPYEN-1-0.0781 | 1/2" 180 Degree Nozzle Drill 0.0781 >HFC-227ea | 270
CPYEN-1-0.0785 | CPYEN-1-0.0785 | 1/2" 180 Degree Nozzle Drill 0.0785 >HFC-227ea | 270
CPYEN-1-0.0810 | CPYEN-1-0.0810 | 1/2" 180 Degree Nozzle Drill 0.0810 >HFC-227ea | 270
CPYEN-1-0.0820 | CPYEN-1-0.0820 | 1/2" 180 Degree Nozzle Drill 0.0820 >HFC-227ea | 270
CPYEN-1-0.0860 | CPYEN-1-0.0860 | 1/2" 180 Degree Nozzle Drill 0.0860 >HFC-227ea | 270
CPYEN-1-0.0890 | CPYEN-1-0.0890 | 1/2" 180 Degree Nozzle Drill 0.0890 >HFC-227ea | 270
CPYEN-1-0.0935 | CPYEN-1-0.0935 | 1/2" 180 Degree Nozzle Drill 0.0935 >HFC-227ea | 270
CPYEN-1-0.0937 | CPYEN-1-0.0937 | 1/2" 180 Degree Nozzle Drill 0.0937 >HFC-227ea | 270
CPYEN-1-0.0960 | CPYEN-1-0.0960 | 1/2" 180 Degree Nozzle Drill 0.0960 >HFC-227ea | 270
CPYEN-1-0.0980 | CPYEN-1-0.0980 | 1/2" 180 Degree Nozzle Drill 0.0980 >HFC-227ea | 270
CPYEN-1-0.0995 | CPYEN-1-0.0995 | 1/2" 180 Degree Nozzle Drill 0.0995 >HFC-227ea | 270
CPYEN-1-0.1015 | CPYEN-1-0.1015 | 1/2" 180 Degree Nozzle Drill 0.1015 >HFC-227ea | 270
CPYEN-1-0.1040 | CPYEN-1-0.1040 | 1/2" 180 Degree Nozzle Drill 0.1040 >HFC-227ea | 270
CPYEN-1-0.1065 | CPYEN-1-0.1065 | 1/2" 180 Degree Nozzle Drill 0.1065 >HFC-227ea | 270
CPYEN-1-0.1094 | CPYEN-1-0.1094 | 1/2" 180 Degree Nozzle Drill 0.1094 >HFC-227ea | 270
CPYEN-1-0.1100 | CPYEN-1-0.1100 | 1/2" 180 Degree Nozzle Drill 0.1100 >HFC-227ea | 270
CPYEN-1-0.1110 | CPYEN-1-0.1110 | 1/2" 180 Degree Nozzle Drill 0.1110 >HFC-227ea | 270
CPYEN-1-0.1130 | CPYEN-1-0.1130 | 1/2" 180 Degree Nozzle Drill 0.1130 >HFC-227ea | 270
CPYEN-1-0.1160 | CPYEN-1-0.1160 | 1/2" 180 Degree Nozzle Drill 0.1160 >HFC-227ea | 270
CPYEN-1-0.1200 | CPYEN-1-0.1200 | 1/2" 180 Degree Nozzle Drill 0.1200 >HFC-227ea | 270
CPYEN-1-0.1250 | CPYEN-1-0.1250 | 1/2" 180 Degree Nozzle Drill 0.1250 >HFC-227ea | 270
CPYEN-1-0.1285 | CPYEN-1-0.1285 | 1/2" 180 Degree Nozzle Drill 0.1285 >HFC-227ea | 270
CPYEN-1-0.1360 | CPYEN-1-0.1360 | 1/2" 180 Degree Nozzle Drill 0.1360 >HFC-227ea | 270
CPYEN-1-0.1406 | CPYEN-1-0.1406 | 1/2" 180 Degree Nozzle Drill 0.1406 >HFC-227ea | 270
CPYEN-1-0.1440 | CPYEN-1-0.1440 | 1/2" 180 Degree Nozzle Drill 0.1440 >HFC-227ea | 270
CPYEN-1-0.1470 | CPYEN-1-0.1470 | 1/2" 180 Degree Nozzle Drill 0.1470 >HFC-227ea | 270
CPYEN-1-0.1495 | CPYEN-1-0.1495 | 1/2" 180 Degree Nozzle Drill 0.1495 >HFC-227ea | 270
CPYEN-1-0.1520 | CPYEN-1-0.1520 | 1/2" 180 Degree Nozzle Drill 0.1520 >HFC-227ea | 270
CPYEN-1-0.1540 | CPYEN-1-0.1540 | 1/2" 180 Degree Nozzle Drill 0.1540 >HFC-227ea | 270
CPYEN-1-0.1562 | CPYEN-1-0.1562 | 1/2" 180 Degree Nozzle Drill 0.1562 >HFC-227ea | 270
CPYEN-1-0.1570 | CPYEN-1-0.1570 | 1/2" 180 Degree Nozzle Drill 0.1570 >HFC-227ea | 270
CPYEN-1-0.1590 | CPYEN-1-0.1590 | 1/2" 180 Degree Nozzle Drill 0.1590 >HFC-227ea | 270
CPYEN-1-0.1610 | CPYEN-1-0.1610 | 1/2" 180 Degree Nozzle Drill 0.1610 >HFC-227ea | 270
CPYEN-1-0.1660 | CPYEN-1-0.1660 | 1/2" 180 Degree Nozzle Drill 0.1660 >HFC-227ea | 270
CPYEN-1-0.1695 | CPYEN-1-0.1695 | 1/2" 180 Degree Nozzle Drill 0.1695 >HFC-227ea | 270
CPYEN-1-0.1719 | CPYEN-1-0.1719 | 1/2" 180 Degree Nozzle Drill 0.1719 >HFC-227ea | 270
CPYEN-1-0.1730 | CPYEN-1-0.1730 | 1/2" 180 Degree Nozzle Drill 0.1730 >HFC-227ea | 270
CPYEN-1-0.1770 | CPYEN-1-0.1770 | 1/2" 180 Degree Nozzle Drill 0.1770 >HFC-227ea | 270
CPYEN-1-0.1800 | CPYEN-1-0.1800 | 1/2" 180 Degree Nozzle Drill 0.1800 >HFC-227ea | 270
CPYEN-1-0.1820 | CPYEN-1-0.1820 | 1/2" 180 Degree Nozzle Drill 0.1820 >HFC-227ea | 270
CPYEN-1-0.1850 | CPYEN-1-0.1850 | 1/2" 180 Degree Nozzle Drill 0.1850 >HFC-227ea | 270
CPYEN-1-0.1875 | CPYEN-1-0.1875 | 1/2" 180 Degree Nozzle Drill 0.1875 >HFC-227ea | 270
CPYEN-1-0.1890 | CPYEN-1-0.1890 | 1/2" 180 Degree Nozzle Drill 0.1890 >HFC-227ea | 270
CPYEN-1-0.1910 | CPYEN-1-0.1910 | 1/2" 180 Degree Nozzle Drill 0.1910 >HFC-227ea | 270
CPYEN-1-0.1935 | CPYEN-1-0.1935 | 1/2" 180 Degree Nozzle Drill 0.1935 >HFC-227ea | 270
CPYEN-1-0.1960 | CPYEN-1-0.1960 | 1/2" 180 Degree Nozzle Drill 0.1960 >HFC-227ea | 270
CPYEN-10-0.2570 | CPYEN-10-0.2570 | 1-1/2" 360 Degree Nozzle Drill 0.2570 >HFC-227ea | 273
CPYEN-10-0.2610 | CPYEN-10-0.2610 | 1-1/2" 360 Degree Nozzle Drill 0.2610 >HFC-227ea | 273
CPYEN-10-0.2656 | CPYEN-10-0.2656 | 1-1/2" 360 Degree Nozzle Drill 0.2656 >HFC-227ea | 273
CPYEN-10-0.2660 | CPYEN-10-0.2660 | 1-1/2" 360 Degree Nozzle Drill 0.2660 >HFC-227ea | 273
CPYEN-10-0.2720 | CPYEN-10-0.2720 | 1-1/2" 360 Degree Nozzle Drill 0.2720 >HFC-227ea | 273
CPYEN-10-0.2770 | CPYEN-10-0.2770 | 1-1/2" 360 Degree Nozzle Drill 0.2770 >HFC-227ea | 273
CPYEN-10-0.2810 | CPYEN-10-0.2810 | 1-1/2" 360 Degree Nozzle Drill 0.2810 >HFC-227ea | 273
CPYEN-10-0.2812 | CPYEN-10-0.2812 | 1-1/2" 360 Degree Nozzle Drill 0.2812 >HFC-227ea | 273
CPYEN-10-0.2900 | CPYEN-10-0.2900 | 1-1/2" 360 Degree Nozzle Drill 0.2900 >HFC-227ea | 273
CPYEN-10-0.2950 | CPYEN-10-0.2950 | 1-1/2" 360 Degree Nozzle Drill 0.2950 >HFC-227ea | 273
CPYEN-10-0.2969 | CPYEN-10-0.2969 | 1-1/2" 360 Degree Nozzle Drill 0.2969 >HFC-227ea | 273
CPYEN-10-0.3020 | CPYEN-10-0.3020 | 1-1/2" 360 Degree Nozzle Drill 0.3020 >HFC-227ea | 273
CPYEN-10-0.3125 | CPYEN-10-0.3125 | 1-1/2" 360 Degree Nozzle Drill 0.3125 >HFC-227ea | 273
CPYEN-10-0.3160 | CPYEN-10-0.3160 | 1-1/2" 360 Degree Nozzle Drill 0.3160 >HFC-227ea | 273
CPYEN-10-0.3230 | CPYEN-10-0.3230 | 1-1/2" 360 Degree Nozzle Drill 0.3230 >HFC-227ea | 273
CPYEN-10-0.3281 | CPYEN-10-0.3281 | 1-1/2" 360 Degree Nozzle Drill 0.3281 >HFC-227ea | 273
CPYEN-10-0.3320 | CPYEN-10-0.3320 | 1-1/2" 360 Degree Nozzle Drill 0.3320 >HFC-227ea | 273
CPYEN-10-0.3390 | CPYEN-10-0.3390 | 1-1/2" 360 Degree Nozzle Drill 0.3390 >HFC-227ea | 273
CPYEN-10-0.3437 | CPYEN-10-0.3437 | 1-1/2" 360 Degree Nozzle Drill 0.3437 >HFC-227ea | 273
CPYEN-10-0.3480 | CPYEN-10-0.3480 | 1-1/2" 360 Degree Nozzle Drill 0.3480 >HFC-227ea | 273
CPYEN-10-0.3580 | CPYEN-10-0.3580 | 1-1/2" 360 Degree Nozzle Drill 0.3580 >HFC-227ea | 273
CPYEN-10-0.3594 | CPYEN-10-0.3594 | 1-1/2" 360 Degree Nozzle Drill 0.3594 >HFC-227ea | 273
CPYEN-10-0.3680 | CPYEN-10-0.3680 | 1-1/2" 360 Degree Nozzle Drill 0.3680 >HFC-227ea | 273
CPYEN-10-0.3750 | CPYEN-10-0.3750 | 1-1/2" 360 Degree Nozzle Drill 0.3750 >HFC-227ea | 273
CPYEN-10-0.3770 | CPYEN-10-0.3770 | 1-1/2" 360 Degree Nozzle Drill 0.3770 >HFC-227ea | 273
CPYEN-10-0.3860 | CPYEN-10-0.3860 | 1-1/2" 360 Degree Nozzle Drill 0.3860 >HFC-227ea | 273
CPYEN-10-0.3906 | CPYEN-10-0.3906 | 1-1/2" 360 Degree Nozzle Drill 0.3906 >HFC-227ea | 273
CPYEN-10-0.3970 | CPYEN-10-0.3970 | 1-1/2" 360 Degree Nozzle Drill 0.3970 >HFC-227ea | 273
CPYEN-10-0.4040 | CPYEN-10-0.4040 | 1-1/2" 360 Degree Nozzle Drill 0.4040 >HFC-227ea | 273
CPYEN-10-0.4062 | CPYEN-10-0.4062 | 1-1/2" 360 Degree Nozzle Drill 0.4062 >HFC-227ea | 273
CPYEN-10-0.4130 | CPYEN-10-0.4130 | 1-1/2" 360 Degree Nozzle Drill 0.4130 >HFC-227ea | 273
CPYEN-10-0.4219 | CPYEN-10-0.4219 | 1-1/2" 360 Degree Nozzle Drill 0.4219 >HFC-227ea | 273
CPYEN-10-0.4375 | CPYEN-10-0.4375 | 1-1/2" 360 Degree Nozzle Drill 0.4375 >HFC-227ea | 273
CPYEN-10-0.4531 | CPYEN-10-0.4531 | 1-1/2" 360 Degree Nozzle Drill 0.4531 >HFC-227ea | 273
CPYEN-10-0.4688 | CPYEN-10-0.4688 | 1-1/2" 360 Degree Nozzle Drill 0.4688 >HFC-227ea | 273
CPYEN-10-0.4844 | CPYEN-10-0.4844 | 1-1/2" 360 Degree Nozzle Drill 0.4844 >HFC-227ea | 273
CPYEN-10-0.5000 | CPYEN-10-0.5000 | 1-1/2" 360 Degree Nozzle Drill 0.5000 >HFC-227ea | 273
CPYEN-11-0.3281 | CPYEN-11-0.3281 | 2" 180 Degree Nozzle Drill 0.3281 >HFC-227ea | 275
CPYEN-11-0.3320 | CPYEN-11-0.3320 | 2" 180 Degree Nozzle Drill 0.3320 >HFC-227ea | 275
CPYEN-11-0.3390 | CPYEN-11-0.3390 | 2" 180 Degree Nozzle Drill 0.3390 >HFC-227ea | 275
CPYEN-11-0.3437 | CPYEN-11-0.3437 | 2" 180 Degree Nozzle Drill 0.3437 >HFC-227ea | 275
CPYEN-11-0.3480 | CPYEN-11-0.3480 | 2" 180 Degree Nozzle Drill 0.3480 >HFC-227ea | 275
CPYEN-11-0.3580 | CPYEN-11-0.3580 | 2" 180 Degree Nozzle Drill 0.3580 >HFC-227ea | 275
CPYEN-11-0.3594 | CPYEN-11-0.3594 | 2" 180 Degree Nozzle Drill 0.3594 >HFC-227ea | 275
CPYEN-11-0.3680 | CPYEN-11-0.3680 | 2" 180 Degree Nozzle Drill 0.3680 >HFC-227ea | 275
CPYEN-11-0.3750 | CPYEN-11-0.3750 | 2" 180 Degree Nozzle Drill 0.3750 >HFC-227ea | 275
CPYEN-11-0.3770 | CPYEN-11-0.3770 | 2" 180 Degree Nozzle Drill 0.3770 >HFC-227ea | 275
CPYEN-11-0.3860 | CPYEN-11-0.3860 | 2" 180 Degree Nozzle Drill 0.3860 >HFC-227ea | 275
CPYEN-11-0.3906 | CPYEN-11-0.3906 | 2" 180 Degree Nozzle Drill 0.3906 >HFC-227ea | 275
CPYEN-11-0.3970 | CPYEN-11-0.3970 | 2" 180 Degree Nozzle Drill 0.3970 >HFC-227ea | 275
CPYEN-11-0.4040 | CPYEN-11-0.4040 | 2" 180 Degree Nozzle Drill 0.4040 >HFC-227ea | 275
CPYEN-11-0.4062 | CPYEN-11-0.4062 | 2" 180 Degree Nozzle Drill 0.4062 >HFC-227ea | 275
CPYEN-11-0.4130 | CPYEN-11-0.4130 | 2" 180 Degree Nozzle Drill 0.4130 >HFC-227ea | 275
CPYEN-11-0.4219 | CPYEN-11-0.4219 | 2" 180 Degree Nozzle Drill 0.4219 >HFC-227ea | 275
CPYEN-11-0.4375 | CPYEN-11-0.4375 | 2" 180 Degree Nozzle Drill 0.4375 >HFC-227ea | 275
CPYEN-11-0.4531 | CPYEN-11-0.4531 | 2" 180 Degree Nozzle Drill 0.4531 >HFC-227ea | 275
CPYEN-11-0.4688 | CPYEN-11-0.4688 | 2" 180 Degree Nozzle Drill 0.4688 >HFC-227ea | 275
CPYEN-11-0.4844 | CPYEN-11-0.4844 | 2" 180 Degree Nozzle Drill 0.4844 >HFC-227ea | 275
CPYEN-11-0.5000 | CPYEN-11-0.5000 | 2" 180 Degree Nozzle Drill 0.5000 >HFC-227ea | 275
CPYEN-11-0.5156 | CPYEN-11-0.5156 | 2" 180 Degree Nozzle Drill 0.5156 >HFC-227ea | 275
CPYEN-11-0.5313 | CPYEN-11-0.5313 | 2" 180 Degree Nozzle Drill 0.5313 >HFC-227ea | 275
CPYEN-11-0.5469 | CPYEN-11-0.5469 | 2" 180 Degree Nozzle Drill 0.5469 >HFC-227ea | 275
CPYEN-11-0.5625 | CPYEN-11-0.5625 | 2" 180 Degree Nozzle Drill 0.5625 >HFC-227ea | 275
CPYEN-11-0.5781 | CPYEN-11-0.5781 | 2" 180 Degree Nozzle Drill 0.5781 >HFC-227ea | 275
CPYEN-11-0.5938 | CPYEN-11-0.5938 | 2" 180 Degree Nozzle Drill 0.5938 >HFC-227ea | 275
CPYEN-11-0.6094 | CPYEN-11-0.6094 | 2" 180 Degree Nozzle Drill 0.6094 >HFC-227ea | 275
CPYEN-11-0.6250 | CPYEN-11-0.6250 | 2" 180 Degree Nozzle Drill 0.6250 >HFC-227ea | 275
CPYEN-11-0.6406 | CPYEN-11-0.6406 | 2" 180 Degree Nozzle Drill 0.6406 >HFC-227ea | 275
CPYEN-11-0.6563 | CPYEN-11-0.6563 | 2" 180 Degree Nozzle Drill 0.6563 >HFC-227ea | 275
CPYEN-12-0.3281 | CPYEN-12-0.3281 | 2" 360 Degree Nozzle Drill 0.3281 >HFC-227ea | 275
CPYEN-12-0.3320 | CPYEN-12-0.3320 | 2" 360 Degree Nozzle Drill 0.3320 >HFC-227ea | 275
CPYEN-12-0.3390 | CPYEN-12-0.3390 | 2" 360 Degree Nozzle Drill 0.3390 >HFC-227ea | 275
CPYEN-12-0.3437 | CPYEN-12-0.3437 | 2" 360 Degree Nozzle Drill 0.3437 >HFC-227ea | 275
CPYEN-12-0.3480 | CPYEN-12-0.3480 | 2" 360 Degree Nozzle Drill 0.3480 >HFC-227ea | 275
CPYEN-12-0.3580 | CPYEN-12-0.3580 | 2" 360 Degree Nozzle Drill 0.3580 >HFC-227ea | 275
CPYEN-12-0.3594 | CPYEN-12-0.3594 | 2" 360 Degree Nozzle Drill 0.3594 >HFC-227ea | 275
CPYEN-12-0.3680 | CPYEN-12-0.3680 | 2" 360 Degree Nozzle Drill 0.3680 >HFC-227ea | 275
CPYEN-12-0.3750 | CPYEN-12-0.3750 | 2" 360 Degree Nozzle Drill 0.3750 >HFC-227ea | 275
CPYEN-12-0.3770 | CPYEN-12-0.3770 | 2" 360 Degree Nozzle Drill 0.3770 >HFC-227ea | 275
CPYEN-12-0.3860 | CPYEN-12-0.3860 | 2" 360 Degree Nozzle Drill 0.3860 >HFC-227ea | 275
CPYEN-12-0.3906 | CPYEN-12-0.3906 | 2" 360 Degree Nozzle Drill 0.3906 >HFC-227ea | 275
CPYEN-12-0.3970 | CPYEN-12-0.3970 | 2" 360 Degree Nozzle Drill 0.3970 >HFC-227ea | 275
CPYEN-12-0.4040 | CPYEN-12-0.4040 | 2" 360 Degree Nozzle Drill 0.4040 >HFC-227ea | 275
CPYEN-12-0.4062 | CPYEN-12-0.4062 | 2" 360 Degree Nozzle Drill 0.4062 >HFC-227ea | 275
CPYEN-12-0.4130 | CPYEN-12-0.4130 | 2" 360 Degree Nozzle Drill 0.4130 >HFC-227ea | 275
CPYEN-12-0.4219 | CPYEN-12-0.4219 | 2" 360 Degree Nozzle Drill 0.4219 >HFC-227ea | 275
CPYEN-12-0.4375 | CPYEN-12-0.4375 | 2" 360 Degree Nozzle Drill 0.4375 >HFC-227ea | 275
CPYEN-12-0.4531 | CPYEN-12-0.4531 | 2" 360 Degree Nozzle Drill 0.4531 >HFC-227ea | 275
CPYEN-12-0.4688 | CPYEN-12-0.4688 | 2" 360 Degree Nozzle Drill 0.4688 >HFC-227ea | 275
CPYEN-12-0.4844 | CPYEN-12-0.4844 | 2" 360 Degree Nozzle Drill 0.4844 >HFC-227ea | 275
CPYEN-12-0.5000 | CPYEN-12-0.5000 | 2" 360 Degree Nozzle Drill 0.5000 >HFC-227ea | 275
CPYEN-12-0.5156 | CPYEN-12-0.5156 | 2" 360 Degree Nozzle Drill 0.5156 >HFC-227ea | 275
CPYEN-12-0.5313 | CPYEN-12-0.5313 | 2" 360 Degree Nozzle Drill 0.5313 >HFC-227ea | 275
CPYEN-12-0.5469 | CPYEN-12-0.5469 | 2" 360 Degree Nozzle Drill 0.5469 >HFC-227ea | 275
CPYEN-12-0.5625 | CPYEN-12-0.5625 | 2" 360 Degree Nozzle Drill 0.5625 >HFC-227ea | 275
CPYEN-12-0.5781 | CPYEN-12-0.5781 | 2" 360 Degree Nozzle Drill 0.5781 >HFC-227ea | 275
CPYEN-12-0.5938 | CPYEN-12-0.5938 | 2" 360 Degree Nozzle Drill 0.5938 >HFC-227ea | 275
CPYEN-12-0.6094 | CPYEN-12-0.6094 | 2" 360 Degree Nozzle Drill 0.6094 >HFC-227ea | 275
CPYEN-12-0.6250 | CPYEN-12-0.6250 | 2" 360 Degree Nozzle Drill 0.6250 >HFC-227ea | 275
CPYEN-12-0.6406 | CPYEN-12-0.6406 | 2" 360 Degree Nozzle Drill 0.6406 >HFC-227ea | 275
CPYEN-12-0.6563 | CPYEN-12-0.6563 | 2" 360 Degree Nozzle Drill 0.6563 >HFC-227ea | 275
CPYEN-2-0.0781 | CPYEN-2-0.0781 | 1/2" 360 Degree Nozzle Drill 0.0781 >HFC-227ea | 270
CPYEN-2-0.0785 | CPYEN-2-0.0785 | 1/2" 360 Degree Nozzle Drill 0.0785 >HFC-227ea | 270
CPYEN-2-0.0810 | CPYEN-2-0.0810 | 1/2" 360 Degree Nozzle Drill 0.0810 >HFC-227ea | 270
CPYEN-2-0.0820 | CPYEN-2-0.0820 | 1/2" 360 Degree Nozzle Drill 0.0820 >HFC-227ea | 270
CPYEN-2-0.0860 | CPYEN-2-0.0860 | 1/2" 360 Degree Nozzle Drill 0.0860 >HFC-227ea | 270
CPYEN-2-0.0890 | CPYEN-2-0.0890 | 1/2" 360 Degree Nozzle Drill 0.0890 >HFC-227ea | 270
CPYEN-2-0.0935 | CPYEN-2-0.0935 | 1/2" 360 Degree Nozzle Drill 0.0935 >HFC-227ea | 270
CPYEN-2-0.0937 | CPYEN-2-0.0937 | 1/2" 360 Degree Nozzle Drill 0.0937 >HFC-227ea | 270
CPYEN-2-0.0960 | CPYEN-2-0.0960 | 1/2" 360 Degree Nozzle Drill 0.0960 >HFC-227ea | 270
CPYEN-2-0.0980 | CPYEN-2-0.0980 | 1/2" 360 Degree Nozzle Drill 0.0980 >HFC-227ea | 270
CPYEN-2-0.0995 | CPYEN-2-0.0995 | 1/2" 360 Degree Nozzle Drill 0.0995 >HFC-227ea | 270
CPYEN-2-0.1015 | CPYEN-2-0.1015 | 1/2" 360 Degree Nozzle Drill 0.1015 >HFC-227ea | 270
CPYEN-2-0.1040 | CPYEN-2-0.1040 | 1/2" 360 Degree Nozzle Drill 0.1040 >HFC-227ea | 270
CPYEN-2-0.1065 | CPYEN-2-0.1065 | 1/2" 360 Degree Nozzle Drill 0.1065 >HFC-227ea | 270
CPYEN-2-0.1094 | CPYEN-2-0.1094 | 1/2" 360 Degree Nozzle Drill 0.1094 >HFC-227ea | 270
CPYEN-2-0.1100 | CPYEN-2-0.1100 | 1/2" 360 Degree Nozzle Drill 0.1100 >HFC-227ea | 270
CPYEN-2-0.1110 | CPYEN-2-0.1110 | 1/2" 360 Degree Nozzle Drill 0.1110 >HFC-227ea | 270
CPYEN-2-0.1130 | CPYEN-2-0.1130 | 1/2" 360 Degree Nozzle Drill 0.1130 >HFC-227ea | 270
CPYEN-2-0.1160 | CPYEN-2-0.1160 | 1/2" 360 Degree Nozzle Drill 0.1160 >HFC-227ea | 270
CPYEN-2-0.1200 | CPYEN-2-0.1200 | 1/2" 360 Degree Nozzle Drill 0.1200 >HFC-227ea | 270
CPYEN-2-0.1250 | CPYEN-2-0.1250 | 1/2" 360 Degree Nozzle Drill 0.1250 >HFC-227ea | 270
CPYEN-2-0.1285 | CPYEN-2-0.1285 | 1/2" 360 Degree Nozzle Drill 0.1285 >HFC-227ea | 270
CPYEN-2-0.1360 | CPYEN-2-0.1360 | 1/2" 360 Degree Nozzle Drill 0.1360 >HFC-227ea | 270
CPYEN-2-0.1406 | CPYEN-2-0.1406 | 1/2" 360 Degree Nozzle Drill 0.1406 >HFC-227ea | 270
CPYEN-2-0.1440 | CPYEN-2-0.1440 | 1/2" 360 Degree Nozzle Drill 0.1440 >HFC-227ea | 270
CPYEN-2-0.1470 | CPYEN-2-0.1470 | 1/2" 360 Degree Nozzle Drill 0.1470 >HFC-227ea | 270
CPYEN-2-0.1495 | CPYEN-2-0.1495 | 1/2" 360 Degree Nozzle Drill 0.1495 >HFC-227ea | 270
CPYEN-2-0.1520 | CPYEN-2-0.1520 | 1/2" 360 Degree Nozzle Drill 0.1520 >HFC-227ea | 270
CPYEN-2-0.1540 | CPYEN-2-0.1540 | 1/2" 360 Degree Nozzle Drill 0.1540 >HFC-227ea | 270
CPYEN-2-0.1562 | CPYEN-2-0.1562 | 1/2" 360 Degree Nozzle Drill 0.1562 >HFC-227ea | 270
CPYEN-2-0.1570 | CPYEN-2-0.1570 | 1/2" 360 Degree Nozzle Drill 0.1570 >HFC-227ea | 270
CPYEN-2-0.1590 | CPYEN-2-0.1590 | 1/2" 360 Degree Nozzle Drill 0.1590 >HFC-227ea | 270
CPYEN-2-0.1610 | CPYEN-2-0.1610 | 1/2" 360 Degree Nozzle Drill 0.1610 >HFC-227ea | 270
CPYEN-2-0.1660 | CPYEN-2-0.1660 | 1/2" 360 Degree Nozzle Drill 0.1660 >HFC-227ea | 270
CPYEN-2-0.1695 | CPYEN-2-0.1695 | 1/2" 360 Degree Nozzle Drill 0.1695 >HFC-227ea | 270
CPYEN-2-0.1719 | CPYEN-2-0.1719 | 1/2" 360 Degree Nozzle Drill 0.1719 >HFC-227ea | 270
CPYEN-2-0.1730 | CPYEN-2-0.1730 | 1/2" 360 Degree Nozzle Drill 0.1730 >HFC-227ea | 270
CPYEN-2-0.1770 | CPYEN-2-0.1770 | 1/2" 360 Degree Nozzle Drill 0.1770 >HFC-227ea | 270
CPYEN-2-0.1800 | CPYEN-2-0.1800 | 1/2" 360 Degree Nozzle Drill 0.1800 >HFC-227ea | 270
CPYEN-2-0.1820 | CPYEN-2-0.1820 | 1/2" 360 Degree Nozzle Drill 0.1820 >HFC-227ea | 270
CPYEN-2-0.1850 | CPYEN-2-0.1850 | 1/2" 360 Degree Nozzle Drill 0.1850 >HFC-227ea | 270
CPYEN-2-0.1875 | CPYEN-2-0.1875 | 1/2" 360 Degree Nozzle Drill 0.1875 >HFC-227ea | 270
CPYEN-2-0.1890 | CPYEN-2-0.1890 | 1/2" 360 Degree Nozzle Drill 0.1890 >HFC-227ea | 270
CPYEN-2-0.1910 | CPYEN-2-0.1910 | 1/2" 360 Degree Nozzle Drill 0.1910 >HFC-227ea | 270
CPYEN-2-0.1935 | CPYEN-2-0.1935 | 1/2" 360 Degree Nozzle Drill 0.1935 >HFC-227ea | 270
CPYEN-2-0.1960 | CPYEN-2-0.1960 | 1/2" 360 Degree Nozzle Drill 0.1960 >HFC-227ea | 270
CPYEN2-1-0.0551 | CPYEN2-1-0.0551 | 1/2" 180 Degree Nozzle Drill 0.0551 > Novec 1230 | 274
CPYEN2-1-0.0591 | CPYEN2-1-0.0591 | 1/2" 180 Degree Nozzle Drill 0.0591 > Novec 1230 | 274
CPYEN2-1-0.0630 | CPYEN2-1-0.0630 | 1/2" 180 Degree Nozzle Drill 0.0630 > Novec 1230 | 274
CPYEN2-1-0.0669 | CPYEN2-1-0.0669 | 1/2" 180 Degree Nozzle Drill 0.0669 > Novec 1230 | 274
CPYEN2-1-0.0709 | CPYEN2-1-0.0709 | 1/2" 180 Degree Nozzle Drill 0.0709 > Novec 1230 | 274
CPYEN2-1-0.0748 | CPYEN2-1-0.0748 | 1/2" 180 Degree Nozzle Drill 0.0748 > Novec 1230 | 274
CPYEN2-1-0.0787 | CPYEN2-1-0.0787 | 1/2" 180 Degree Nozzle Drill 0.0787 > Novec 1230 | 274
CPYEN2-1-0.0827 | CPYEN2-1-0.0827 | 1/2" 180 Degree Nozzle Drill 0.0827 > Novec 1230 | 274
CPYEN2-1-0.0866 | CPYEN2-1-0.0866 | 1/2" 180 Degree Nozzle Drill 0.0866 > Novec 1230 | 274
CPYEN2-1-0.0906 | CPYEN2-1-0.0906 | 1/2" 180 Degree Nozzle Drill 0.0906 > Novec 1230 | 274
CPYEN2-1-0.0945 | CPYEN2-1-0.0945 | 1/2" 180 Degree Nozzle Drill 0.0945 > Novec 1230 | 274
CPYEN2-1-0.0984 | CPYEN2-1-0.0984 | 1/2" 180 Degree Nozzle Drill 0.0984 > Novec 1230 | 274
CPYEN2-1-0.1024 | CPYEN2-1-0.1024 | 1/2" 180 Degree Nozzle Drill 0.1024 > Novec 1230 | 274
CPYEN2-1-0.1063 | CPYEN2-1-0.1063 | 1/2" 180 Degree Nozzle Drill 0.1063 > Novec 1230 | 274
CPYEN2-1-0.1102 | CPYEN2-1-0.1102 | 1/2" 180 Degree Nozzle Drill 0.1102 > Novec 1230 | 274
CPYEN2-1-0.1142 | CPYEN2-1-0.1142 | 1/2" 180 Degree Nozzle Drill 0.1142 > Novec 1230 | 274
CPYEN2-1-0.1181 | CPYEN2-1-0.1181 | 1/2" 180 Degree Nozzle Drill 0.1181 > Novec 1230 | 274
CPYEN2-1-0.1220 | CPYEN2-1-0.1220 | 1/2" 180 Degree Nozzle Drill 0.1220 > Novec 1230 | 274
CPYEN2-1-0.1260 | CPYEN2-1-0.1260 | 1/2" 180 Degree Nozzle Drill 0.1260 > Novec 1230 | 274
CPYEN2-1-0.1299 | CPYEN2-1-0.1299 | 1/2" 180 Degree Nozzle Drill 0.1299 > Novec 1230 | 274
CPYEN2-1-0.1339 | CPYEN2-1-0.1339 | 1/2" 180 Degree Nozzle Drill 0.1339 > Novec 1230 | 274
CPYEN2-1-0.1378 | CPYEN2-1-0.1378 | 1/2" 180 Degree Nozzle Drill 0.1378 > Novec 1230 | 274
CPYEN2-1-0.1417 | CPYEN2-1-0.1417 | 1/2" 180 Degree Nozzle Drill 0.1417 > Novec 1230 | 274
CPYEN2-1-0.1457 | CPYEN2-1-0.1457 | 1/2" 180 Degree Nozzle Drill 0.1457 > Novec 1230 | 274
CPYEN2-1-0.1496 | CPYEN2-1-0.1496 | 1/2" 180 Degree Nozzle Drill 0.1496 > Novec 1230 | 274
CPYEN2-1-0.1535 | CPYEN2-1-0.1535 | 1/2" 180 Degree Nozzle Drill 0.1535 > Novec 1230 | 274
CPYEN2-10-0.1811 | CPYEN2-10-0.1811 | 1-1/2" 360 Degree Nozzle Drill 0.1811 > Novec 1230 | 274
CPYEN2-10-0.1850 | CPYEN2-10-0.1850 | 1-1/2" 360 Degree Nozzle Drill 0.1850 > Novec 1230 | 274
CPYEN2-10-0.1890 | CPYEN2-10-0.1890 | 1-1/2" 360 Degree Nozzle Drill 0.1890 > Novec 1230 | 274
CPYEN2-10-0.1929 | CPYEN2-10-0.1929 | 1-1/2" 360 Degree Nozzle Drill 0.1929 > Novec 1230 | 274
CPYEN2-10-0.1969 | CPYEN2-10-0.1969 | 1-1/2" 360 Degree Nozzle Drill 0.1969 > Novec 1230 | 274
CPYEN2-10-0.2008 | CPYEN2-10-0.2008 | 1-1/2" 360 Degree Nozzle Drill 0.2008 > Novec 1230 | 274
CPYEN2-10-0.2047 | CPYEN2-10-0.2047 | 1-1/2" 360 Degree Nozzle Drill 0.2047 > Novec 1230 | 274
CPYEN2-10-0.2087 | CPYEN2-10-0.2087 | 1-1/2" 360 Degree Nozzle Drill 0.2087 > Novec 1230 | 274
CPYEN2-10-0.2126 | CPYEN2-10-0.2126 | 1-1/2" 360 Degree Nozzle Drill 0.2126 > Novec 1230 | 274
CPYEN2-10-0.2165 | CPYEN2-10-0.2165 | 1-1/2" 360 Degree Nozzle Drill 0.2165 > Novec 1230 | 274
CPYEN2-10-0.2205 | CPYEN2-10-0.2205 | 1-1/2" 360 Degree Nozzle Drill 0.2205 > Novec 1230 | 274
CPYEN2-10-0.2244 | CPYEN2-10-0.2244 | 1-1/2" 360 Degree Nozzle Drill 0.2244 > Novec 1230 | 274
CPYEN2-10-0.2283 | CPYEN2-10-0.2283 | 1-1/2" 360 Degree Nozzle Drill 0.2283 > Novec 1230 | 274
CPYEN2-10-0.2323 | CPYEN2-10-0.2323 | 1-1/2" 360 Degree Nozzle Drill 0.2323 > Novec 1230 | 274
CPYEN2-10-0.2362 | CPYEN2-10-0.2362 | 1-1/2" 360 Degree Nozzle Drill 0.2362 > Novec 1230 | 274
CPYEN2-10-0.2402 | CPYEN2-10-0.2402 | 1-1/2" 360 Degree Nozzle Drill 0.2402 > Novec 1230 | 274
CPYEN2-10-0.2441 | CPYEN2-10-0.2441 | 1-1/2" 360 Degree Nozzle Drill 0.2441 > Novec 1230 | 274
CPYEN2-10-0.2480 | CPYEN2-10-0.2480 | 1-1/2" 360 Degree Nozzle Drill 0.2480 > Novec 1230 | 274
CPYEN2-10-0.2520 | CPYEN2-10-0.2520 | 1-1/2" 360 Degree Nozzle Drill 0.2520 > Novec 1230 | 274
CPYEN2-10-0.2559 | CPYEN2-10-0.2559 | 1-1/2" 360 Degree Nozzle Drill 0.2559 > Novec 1230 | 274
CPYEN2-10-0.2598 | CPYEN2-10-0.2598 | 1-1/2" 360 Degree Nozzle Drill 0.2598 > Novec 1230 | 274
CPYEN2-10-0.2638 | CPYEN2-10-0.2638 | 1-1/2" 360 Degree Nozzle Drill 0.2638 > Novec 1230 | 274
CPYEN2-10-0.2677 | CPYEN2-10-0.2677 | 1-1/2" 360 Degree Nozzle Drill 0.2677 > Novec 1230 | 274
CPYEN2-10-0.2717 | CPYEN2-10-0.2717 | 1-1/2" 360 Degree Nozzle Drill 0.2717 > Novec 1230 | 274
CPYEN2-10-0.2756 | CPYEN2-10-0.2756 | 1-1/2" 360 Degree Nozzle Drill 0.2756 > Novec 1230 | 274
CPYEN2-10-0.2795 | CPYEN2-10-0.2795 | 1-1/2" 360 Degree Nozzle Drill 0.2795 > Novec 1230 | 274
CPYEN2-10-0.2835 | CPYEN2-10-0.2835 | 1-1/2" 360 Degree Nozzle Drill 0.2835 > Novec 1230 | 274
CPYEN2-10-0.2874 | CPYEN2-10-0.2874 | 1-1/2" 360 Degree Nozzle Drill 0.2874 > Novec 1230 | 274
CPYEN2-10-0.2913 | CPYEN2-10-0.2913 | 1-1/2" 360 Degree Nozzle Drill 0.2913 > Novec 1230 | 274
CPYEN2-10-0.2953 | CPYEN2-10-0.2953 | 1-1/2" 360 Degree Nozzle Drill 0.2953 > Novec 1230 | 274
CPYEN2-10-0.2992 | CPYEN2-10-0.2992 | 1-1/2" 360 Degree Nozzle Drill 0.2992 > Novec 1230 | 274
CPYEN2-10-0.3031 | CPYEN2-10-0.3031 | 1-1/2" 360 Degree Nozzle Drill 0.3031 > Novec 1230 | 274
CPYEN2-10-0.3071 | CPYEN2-10-0.3071 | 1-1/2" 360 Degree Nozzle Drill 0.3071 > Novec 1230 | 274
CPYEN2-10-0.3110 | CPYEN2-10-0.3110 | 1-1/2" 360 Degree Nozzle Drill 0.3110 > Novec 1230 | 274
CPYEN2-10-0.3150 | CPYEN2-10-0.3150 | 1-1/2" 360 Degree Nozzle Drill 0.3150 > Novec 1230 | 274
CPYEN2-10-0.3189 | CPYEN2-10-0.3189 | 1-1/2" 360 Degree Nozzle Drill 0.3189 > Novec 1230 | 274
CPYEN2-10-0.3228 | CPYEN2-10-0.3228 | 1-1/2" 360 Degree Nozzle Drill 0.3228 > Novec 1230 | 274
CPYEN2-10-0.3268 | CPYEN2-10-0.3268 | 1-1/2" 360 Degree Nozzle Drill 0.3268 > Novec 1230 | 274
CPYEN2-10-0.3307 | CPYEN2-10-0.3307 | 1-1/2" 360 Degree Nozzle Drill 0.3307 > Novec 1230 | 274
CPYEN2-10-0.3346 | CPYEN2-10-0.3346 | 1-1/2" 360 Degree Nozzle Drill 0.3346 > Novec 1230 | 274
CPYEN2-10-0.3386 | CPYEN2-10-0.3386 | 1-1/2" 360 Degree Nozzle Drill 0.3386 > Novec 1230 | 274
CPYEN2-10-0.3425 | CPYEN2-10-0.3425 | 1-1/2" 360 Degree Nozzle Drill 0.3425 > Novec 1230 | 274
CPYEN2-10-0.3465 | CPYEN2-10-0.3465 | 1-1/2" 360 Degree Nozzle Drill 0.3465 > Novec 1230 | 274
CPYEN2-10-0.3504 | CPYEN2-10-0.3504 | 1-1/2" 360 Degree Nozzle Drill 0.3504 > Novec 1230 | 274
CPYEN2-10-0.3543 | CPYEN2-10-0.3543 | 1-1/2" 360 Degree Nozzle Drill 0.3543 > Novec 1230 | 274
CPYEN2-10-0.3583 | CPYEN2-10-0.3583 | 1-1/2" 360 Degree Nozzle Drill 0.3583 > Novec 1230 | 274
CPYEN2-10-0.3622 | CPYEN2-10-0.3622 | 1-1/2" 360 Degree Nozzle Drill 0.3622 > Novec 1230 | 274
CPYEN2-10-0.3661 | CPYEN2-10-0.3661 | 1-1/2" 360 Degree Nozzle Drill 0.3661 > Novec 1230 | 274
CPYEN2-11-0.2598 | CPYEN2-11-0.2598 | 2" 180 Degree Nozzle Drill 0.2598 > Novec 1230 | 274
CPYEN2-11-0.2638 | CPYEN2-11-0.2638 | 2" 180 Degree Nozzle Drill 0.2638 > Novec 1230 | 274
CPYEN2-11-0.2677 | CPYEN2-11-0.2677 | 2" 180 Degree Nozzle Drill 0.2677 > Novec 1230 | 274
CPYEN2-11-0.2717 | CPYEN2-11-0.2717 | 2" 180 Degree Nozzle Drill 0.2717 > Novec 1230 | 274
CPYEN2-11-0.2756 | CPYEN2-11-0.2756 | 2" 180 Degree Nozzle Drill 0.2756 > Novec 1230 | 274
CPYEN2-11-0.2795 | CPYEN2-11-0.2795 | 2" 180 Degree Nozzle Drill 0.2795 > Novec 1230 | 274
CPYEN2-11-0.2835 | CPYEN2-11-0.2835 | 2" 180 Degree Nozzle Drill 0.2835 > Novec 1230 | 274
CPYEN2-11-0.2874 | CPYEN2-11-0.2874 | 2" 180 Degree Nozzle Drill 0.2874 > Novec 1230 | 274
CPYEN2-11-0.2913 | CPYEN2-11-0.2913 | 2" 180 Degree Nozzle Drill 0.2913 > Novec 1230 | 274
CPYEN2-11-0.2953 | CPYEN2-11-0.2953 | 2" 180 Degree Nozzle Drill 0.2953 > Novec 1230 | 274
CPYEN2-11-0.2992 | CPYEN2-11-0.2992 | 2" 180 Degree Nozzle Drill 0.2992 > Novec 1230 | 274
CPYEN2-11-0.3031 | CPYEN2-11-0.3031 | 2" 180 Degree Nozzle Drill 0.3031 > Novec 1230 | 274
CPYEN2-11-0.3071 | CPYEN2-11-0.3071 | 2" 180 Degree Nozzle Drill 0.3071 > Novec 1230 | 274
CPYEN2-11-0.3110 | CPYEN2-11-0.3110 | 2" 180 Degree Nozzle Drill 0.3110 > Novec 1230 | 274
CPYEN2-11-0.3150 | CPYEN2-11-0.3150 | 2" 180 Degree Nozzle Drill 0.3150 > Novec 1230 | 274
CPYEN2-11-0.3189 | CPYEN2-11-0.3189 | 2" 180 Degree Nozzle Drill 0.3189 > Novec 1230 | 274
CPYEN2-11-0.3228 | CPYEN2-11-0.3228 | 2" 180 Degree Nozzle Drill 0.3228 > Novec 1230 | 274
CPYEN2-11-0.3268 | CPYEN2-11-0.3268 | 2" 180 Degree Nozzle Drill 0.3268 > Novec 1230 | 274
CPYEN2-11-0.3307 | CPYEN2-11-0.3307 | 2" 180 Degree Nozzle Drill 0.3307 > Novec 1230 | 274
CPYEN2-11-0.3346 | CPYEN2-11-0.3346 | 2" 180 Degree Nozzle Drill 0.3346 > Novec 1230 | 274
CPYEN2-11-0.3386 | CPYEN2-11-0.3386 | 2" 180 Degree Nozzle Drill 0.3386 > Novec 1230 | 274
CPYEN2-11-0.3425 | CPYEN2-11-0.3425 | 2" 180 Degree Nozzle Drill 0.3425 > Novec 1230 | 274
CPYEN2-11-0.3465 | CPYEN2-11-0.3465 | 2" 180 Degree Nozzle Drill 0.3465 > Novec 1230 | 274
CPYEN2-11-0.3504 | CPYEN2-11-0.3504 | 2" 180 Degree Nozzle Drill 0.3504 > Novec 1230 | 274
CPYEN2-11-0.3543 | CPYEN2-11-0.3543 | 2" 180 Degree Nozzle Drill 0.3543 > Novec 1230 | 274
CPYEN2-11-0.3583 | CPYEN2-11-0.3583 | 2" 180 Degree Nozzle Drill 0.3583 > Novec 1230 | 274
CPYEN2-11-0.3622 | CPYEN2-11-0.3622 | 2" 180 Degree Nozzle Drill 0.3622 > Novec 1230 | 274
CPYEN2-11-0.3661 | CPYEN2-11-0.3661 | 2" 180 Degree Nozzle Drill 0.3661 > Novec 1230 | 274
CPYEN2-11-0.3701 | CPYEN2-11-0.3701 | 2" 180 Degree Nozzle Drill 0.3701 > Novec 1230 | 274
CPYEN2-11-0.3740 | CPYEN2-11-0.3740 | 2" 180 Degree Nozzle Drill 0.3740 > Novec 1230 | 274
CPYEN2-11-0.3780 | CPYEN2-11-0.3780 | 2" 180 Degree Nozzle Drill 0.3780 > Novec 1230 | 274
CPYEN2-11-0.3819 | CPYEN2-11-0.3819 | 2" 180 Degree Nozzle Drill 0.3819 > Novec 1230 | 274
CPYEN2-11-0.3858 | CPYEN2-11-0.3858 | 2" 180 Degree Nozzle Drill 0.3858 > Novec 1230 | 274
CPYEN2-11-0.3898 | CPYEN2-11-0.3898 | 2" 180 Degree Nozzle Drill 0.3898 > Novec 1230 | 274
CPYEN2-11-0.3937 | CPYEN2-11-0.3937 | 2" 180 Degree Nozzle Drill 0.3937 > Novec 1230 | 274
CPYEN2-11-0.3976 | CPYEN2-11-0.3976 | 2" 180 Degree Nozzle Drill 0.3976 > Novec 1230 | 274
CPYEN2-11-0.4016 | CPYEN2-11-0.4016 | 2" 180 Degree Nozzle Drill 0.4016 > Novec 1230 | 274
CPYEN2-11-0.4055 | CPYEN2-11-0.4055 | 2" 180 Degree Nozzle Drill 0.4055 > Novec 1230 | 274
CPYEN2-11-0.4094 | CPYEN2-11-0.4094 | 2" 180 Degree Nozzle Drill 0.4094 > Novec 1230 | 274
CPYEN2-11-0.4134 | CPYEN2-11-0.4134 | 2" 180 Degree Nozzle Drill 0.4134 > Novec 1230 | 274
CPYEN2-11-0.4173 | CPYEN2-11-0.4173 | 2" 180 Degree Nozzle Drill 0.4173 > Novec 1230 | 274
CPYEN2-11-0.4213 | CPYEN2-11-0.4213 | 2" 180 Degree Nozzle Drill 0.4213 > Novec 1230 | 274
CPYEN2-11-0.4252 | CPYEN2-11-0.4252 | 2" 180 Degree Nozzle Drill 0.4252 > Novec 1230 | 274
CPYEN2-11-0.4291 | CPYEN2-11-0.4291 | 2" 180 Degree Nozzle Drill 0.4291 > Novec 1230 | 274
CPYEN2-11-0.4331 | CPYEN2-11-0.4331 | 2" 180 Degree Nozzle Drill 0.4331 > Novec 1230 | 274
CPYEN2-11-0.4370 | CPYEN2-11-0.4370 | 2" 180 Degree Nozzle Drill 0.4370 > Novec 1230 | 274
CPYEN2-11-0.4409 | CPYEN2-11-0.4409 | 2" 180 Degree Nozzle Drill 0.4409 > Novec 1230 | 274
CPYEN2-11-0.4449 | CPYEN2-11-0.4449 | 2" 180 Degree Nozzle Drill 0.4449 > Novec 1230 | 274
CPYEN2-11-0.4488 | CPYEN2-11-0.4488 | 2" 180 Degree Nozzle Drill 0.4488 > Novec 1230 | 274
CPYEN2-11-0.4528 | CPYEN2-11-0.4528 | 2" 180 Degree Nozzle Drill 0.4528 > Novec 1230 | 274
CPYEN2-11-0.4567 | CPYEN2-11-0.4567 | 2" 180 Degree Nozzle Drill 0.4567 > Novec 1230 | 274
CPYEN2-11-0.4606 | CPYEN2-11-0.4606 | 2" 180 Degree Nozzle Drill 0.4606 > Novec 1230 | 274
CPYEN2-11-0.4646 | CPYEN2-11-0.4646 | 2" 180 Degree Nozzle Drill 0.4646 > Novec 1230 | 274
CPYEN2-11-0.4685 | CPYEN2-11-0.4685 | 2" 180 Degree Nozzle Drill 0.4685 > Novec 1230 | 274
CPYEN2-11-0.4724 | CPYEN2-11-0.4724 | 2" 180 Degree Nozzle Drill 0.4724 > Novec 1230 | 274
CPYEN2-11-0.4764 | CPYEN2-11-0.4764 | 2" 180 Degree Nozzle Drill 0.4764 > Novec 1230 | 274
CPYEN2-11-0.4803 | CPYEN2-11-0.4803 | 2" 180 Degree Nozzle Drill 0.4803 > Novec 1230 | 274
CPYEN2-11-0.4843 | CPYEN2-11-0.4843 | 2" 180 Degree Nozzle Drill 0.4843 > Novec 1230 | 274
CPYEN2-11-0.4882 | CPYEN2-11-0.4882 | 2" 180 Degree Nozzle Drill 0.4882 > Novec 1230 | 274
CPYEN2-11-0.4921 | CPYEN2-11-0.4921 | 2" 180 Degree Nozzle Drill 0.4921 > Novec 1230 | 274
CPYEN2-11-0.4961 | CPYEN2-11-0.4961 | 2" 180 Degree Nozzle Drill 0.4961 > Novec 1230 | 274
CPYEN2-11-0.5000 | CPYEN2-11-0.5000 | 2" 180 Degree Nozzle Drill 0.5000 > Novec 1230 | 274
CPYEN2-11-0.5039 | CPYEN2-11-0.5039 | 2" 180 Degree Nozzle Drill 0.5039 > Novec 1230 | 274
CPYEN2-11-0.5079 | CPYEN2-11-0.5079 | 2" 180 Degree Nozzle Drill 0.5079 > Novec 1230 | 274
CPYEN2-11-0.5118 | CPYEN2-11-0.5118 | 2" 180 Degree Nozzle Drill 0.5118 > Novec 1230 | 274
CPYEN2-11-0.5157 | CPYEN2-11-0.5157 | 2" 180 Degree Nozzle Drill 0.5157 > Novec 1230 | 274
CPYEN2-11-0.5197 | CPYEN2-11-0.5197 | 2" 180 Degree Nozzle Drill 0.5197 > Novec 1230 | 274
CPYEN2-12-0.2323 | CPYEN2-12-0.2323 | 2" 360 Degree Nozzle Drill 0.2323 > Novec 1230 | 274
CPYEN2-12-0.2362 | CPYEN2-12-0.2362 | 2" 360 Degree Nozzle Drill 0.2362 > Novec 1230 | 274
CPYEN2-12-0.2402 | CPYEN2-12-0.2402 | 2" 360 Degree Nozzle Drill 0.2402 > Novec 1230 | 274
CPYEN2-12-0.2441 | CPYEN2-12-0.2441 | 2" 360 Degree Nozzle Drill 0.2441 > Novec 1230 | 274
CPYEN2-12-0.2480 | CPYEN2-12-0.2480 | 2" 360 Degree Nozzle Drill 0.2480 > Novec 1230 | 274
CPYEN2-12-0.2520 | CPYEN2-12-0.2520 | 2" 360 Degree Nozzle Drill 0.2520 > Novec 1230 | 274
CPYEN2-12-0.2559 | CPYEN2-12-0.2559 | 2" 360 Degree Nozzle Drill 0.2559 > Novec 1230 | 274
CPYEN2-12-0.2598 | CPYEN2-12-0.2598 | 2" 360 Degree Nozzle Drill 0.2598 > Novec 1230 | 274
CPYEN2-12-0.2638 | CPYEN2-12-0.2638 | 2" 360 Degree Nozzle Drill 0.2638 > Novec 1230 | 274
CPYEN2-12-0.2677 | CPYEN2-12-0.2677 | 2" 360 Degree Nozzle Drill 0.2677 > Novec 1230 | 274
CPYEN2-12-0.2717 | CPYEN2-12-0.2717 | 2" 360 Degree Nozzle Drill 0.2717 > Novec 1230 | 274
CPYEN2-12-0.2756 | CPYEN2-12-0.2756 | 2" 360 Degree Nozzle Drill 0.2756 > Novec 1230 | 274
CPYEN2-12-0.2795 | CPYEN2-12-0.2795 | 2" 360 Degree Nozzle Drill 0.2795 > Novec 1230 | 274
CPYEN2-12-0.2835 | CPYEN2-12-0.2835 | 2" 360 Degree Nozzle Drill 0.2835 > Novec 1230 | 274
CPYEN2-12-0.2874 | CPYEN2-12-0.2874 | 2" 360 Degree Nozzle Drill 0.2874 > Novec 1230 | 274
CPYEN2-12-0.2913 | CPYEN2-12-0.2913 | 2" 360 Degree Nozzle Drill 0.2913 > Novec 1230 | 274
CPYEN2-12-0.2953 | CPYEN2-12-0.2953 | 2" 360 Degree Nozzle Drill 0.2953 > Novec 1230 | 274
CPYEN2-12-0.2992 | CPYEN2-12-0.2992 | 2" 360 Degree Nozzle Drill 0.2992 > Novec 1230 | 274
CPYEN2-12-0.3031 | CPYEN2-12-0.3031 | 2" 360 Degree Nozzle Drill 0.3031 > Novec 1230 | 274
CPYEN2-12-0.3071 | CPYEN2-12-0.3071 | 2" 360 Degree Nozzle Drill 0.3071 > Novec 1230 | 274
CPYEN2-12-0.3110 | CPYEN2-12-0.3110 | 2" 360 Degree Nozzle Drill 0.3110 > Novec 1230 | 274
CPYEN2-12-0.3150 | CPYEN2-12-0.3150 | 2" 360 Degree Nozzle Drill 0.3150 > Novec 1230 | 274
CPYEN2-12-0.3189 | CPYEN2-12-0.3189 | 2" 360 Degree Nozzle Drill 0.3189 > Novec 1230 | 274
CPYEN2-12-0.3228 | CPYEN2-12-0.3228 | 2" 360 Degree Nozzle Drill 0.3228 > Novec 1230 | 274
CPYEN2-12-0.3268 | CPYEN2-12-0.3268 | 2" 360 Degree Nozzle Drill 0.3268 > Novec 1230 | 274
CPYEN2-12-0.3307 | CPYEN2-12-0.3307 | 2" 360 Degree Nozzle Drill 0.3307 > Novec 1230 | 274
CPYEN2-12-0.3346 | CPYEN2-12-0.3346 | 2" 360 Degree Nozzle Drill 0.3346 > Novec 1230 | 274
CPYEN2-12-0.3386 | CPYEN2-12-0.3386 | 2" 360 Degree Nozzle Drill 0.3386 > Novec 1230 | 274
CPYEN2-12-0.3425 | CPYEN2-12-0.3425 | 2" 360 Degree Nozzle Drill 0.3425 > Novec 1230 | 274
CPYEN2-12-0.3465 | CPYEN2-12-0.3465 | 2" 360 Degree Nozzle Drill 0.3465 > Novec 1230 | 274
CPYEN2-12-0.3504 | CPYEN2-12-0.3504 | 2" 360 Degree Nozzle Drill 0.3504 > Novec 1230 | 274
CPYEN2-12-0.3543 | CPYEN2-12-0.3543 | 2" 360 Degree Nozzle Drill 0.3543 > Novec 1230 | 274
CPYEN2-12-0.3583 | CPYEN2-12-0.3583 | 2" 360 Degree Nozzle Drill 0.3583 > Novec 1230 | 274
CPYEN2-12-0.3622 | CPYEN2-12-0.3622 | 2" 360 Degree Nozzle Drill 0.3622 > Novec 1230 | 274
CPYEN2-12-0.3661 | CPYEN2-12-0.3661 | 2" 360 Degree Nozzle Drill 0.3661 > Novec 1230 | 274
CPYEN2-12-0.3701 | CPYEN2-12-0.3701 | 2" 360 Degree Nozzle Drill 0.3701 > Novec 1230 | 274
CPYEN2-12-0.3740 | CPYEN2-12-0.3740 | 2" 360 Degree Nozzle Drill 0.3740 > Novec 1230 | 274
CPYEN2-12-0.3780 | CPYEN2-12-0.3780 | 2" 360 Degree Nozzle Drill 0.3780 > Novec 1230 | 274
CPYEN2-12-0.3819 | CPYEN2-12-0.3819 | 2" 360 Degree Nozzle Drill 0.3819 > Novec 1230 | 274
CPYEN2-12-0.3858 | CPYEN2-12-0.3858 | 2" 360 Degree Nozzle Drill 0.3858 > Novec 1230 | 274
CPYEN2-12-0.3898 | CPYEN2-12-0.3898 | 2" 360 Degree Nozzle Drill 0.3898 > Novec 1230 | 274
CPYEN2-12-0.3937 | CPYEN2-12-0.3937 | 2" 360 Degree Nozzle Drill 0.3937 > Novec 1230 | 274
CPYEN2-12-0.3976 | CPYEN2-12-0.3976 | 2" 360 Degree Nozzle Drill 0.3976 > Novec 1230 | 274
CPYEN2-12-0.4016 | CPYEN2-12-0.4016 | 2" 360 Degree Nozzle Drill 0.4016 > Novec 1230 | 274
CPYEN2-12-0.4055 | CPYEN2-12-0.4055 | 2" 360 Degree Nozzle Drill 0.4055 > Novec 1230 | 274
CPYEN2-12-0.4094 | CPYEN2-12-0.4094 | 2" 360 Degree Nozzle Drill 0.4094 > Novec 1230 | 274
CPYEN2-12-0.4134 | CPYEN2-12-0.4134 | 2" 360 Degree Nozzle Drill 0.4134 > Novec 1230 | 274
CPYEN2-12-0.4173 | CPYEN2-12-0.4173 | 2" 360 Degree Nozzle Drill 0.4173 > Novec 1230 | 274
CPYEN2-12-0.4213 | CPYEN2-12-0.4213 | 2" 360 Degree Nozzle Drill 0.4213 > Novec 1230 | 274
CPYEN2-12-0.4252 | CPYEN2-12-0.4252 | 2" 360 Degree Nozzle Drill 0.4252 > Novec 1230 | 274
CPYEN2-12-0.4291 | CPYEN2-12-0.4291 | 2" 360 Degree Nozzle Drill 0.4291 > Novec 1230 | 274
CPYEN2-12-0.4331 | CPYEN2-12-0.4331 | 2" 360 Degree Nozzle Drill 0.4331 > Novec 1230 | 274
CPYEN2-12-0.4370 | CPYEN2-12-0.4370 | 2" 360 Degree Nozzle Drill 0.4370 > Novec 1230 | 274
CPYEN2-12-0.4409 | CPYEN2-12-0.4409 | 2" 360 Degree Nozzle Drill 0.4409 > Novec 1230 | 274
CPYEN2-12-0.4449 | CPYEN2-12-0.4449 | 2" 360 Degree Nozzle Drill 0.4449 > Novec 1230 | 274
CPYEN2-12-0.4488 | CPYEN2-12-0.4488 | 2" 360 Degree Nozzle Drill 0.4488 > Novec 1230 | 274
CPYEN2-12-0.4528 | CPYEN2-12-0.4528 | 2" 360 Degree Nozzle Drill 0.4528 > Novec 1230 | 274
CPYEN2-12-0.4567 | CPYEN2-12-0.4567 | 2" 360 Degree Nozzle Drill 0.4567 > Novec 1230 | 274
CPYEN2-12-0.4606 | CPYEN2-12-0.4606 | 2" 360 Degree Nozzle Drill 0.4606 > Novec 1230 | 274
CPYEN2-12-0.4646 | CPYEN2-12-0.4646 | 2" 360 Degree Nozzle Drill 0.4646 > Novec 1230 | 274
CPYEN2-12-0.4685 | CPYEN2-12-0.4685 | 2" 360 Degree Nozzle Drill 0.4685 > Novec 1230 | 274
CPYEN2-2-0.0512 | CPYEN2-2-0.0512 | 1/2" 360 Degree Nozzle Drill 0.0512 > Novec 1230 | 274
CPYEN2-2-0.0551 | CPYEN2-2-0.0551 | 1/2" 360 Degree Nozzle Drill 0.0551 > Novec 1230 | 274
CPYEN2-2-0.0591 | CPYEN2-2-0.0591 | 1/2" 360 Degree Nozzle Drill 0.0591 > Novec 1230 | 274
CPYEN2-2-0.0630 | CPYEN2-2-0.0630 | 1/2" 360 Degree Nozzle Drill 0.0630 > Novec 1230 | 274
CPYEN2-2-0.0669 | CPYEN2-2-0.0669 | 1/2" 360 Degree Nozzle Drill 0.0669 > Novec 1230 | 274
CPYEN2-2-0.0709 | CPYEN2-2-0.0709 | 1/2" 360 Degree Nozzle Drill 0.0709 > Novec 1230 | 274
CPYEN2-2-0.0748 | CPYEN2-2-0.0748 | 1/2" 360 Degree Nozzle Drill 0.0748 > Novec 1230 | 274
CPYEN2-2-0.0787 | CPYEN2-2-0.0787 | 1/2" 360 Degree Nozzle Drill 0.0787 > Novec 1230 | 274
CPYEN2-2-0.0827 | CPYEN2-2-0.0827 | 1/2" 360 Degree Nozzle Drill 0.0827 > Novec 1230 | 274
CPYEN2-2-0.0866 | CPYEN2-2-0.0866 | 1/2" 360 Degree Nozzle Drill 0.0866 > Novec 1230 | 274
CPYEN2-2-0.0906 | CPYEN2-2-0.0906 | 1/2" 360 Degree Nozzle Drill 0.0906 > Novec 1230 | 274
CPYEN2-2-0.0945 | CPYEN2-2-0.0945 | 1/2" 360 Degree Nozzle Drill 0.0945 > Novec 1230 | 274
CPYEN2-2-0.0984 | CPYEN2-2-0.0984 | 1/2" 360 Degree Nozzle Drill 0.0984 > Novec 1230 | 274
CPYEN2-2-0.1024 | CPYEN2-2-0.1024 | 1/2" 360 Degree Nozzle Drill 0.1024 > Novec 1230 | 274
CPYEN2-2-0.1063 | CPYEN2-2-0.1063 | 1/2" 360 Degree Nozzle Drill 0.1063 > Novec 1230 | 274
CPYEN2-2-0.1102 | CPYEN2-2-0.1102 | 1/2" 360 Degree Nozzle Drill 0.1102 > Novec 1230 | 274
CPYEN2-2-0.1142 | CPYEN2-2-0.1142 | 1/2" 360 Degree Nozzle Drill 0.1142 > Novec 1230 | 274
CPYEN2-2-0.1181 | CPYEN2-2-0.1181 | 1/2" 360 Degree Nozzle Drill 0.1181 > Novec 1230 | 274
CPYEN2-2-0.1220 | CPYEN2-2-0.1220 | 1/2" 360 Degree Nozzle Drill 0.1220 > Novec 1230 | 274
CPYEN2-2-0.1260 | CPYEN2-2-0.1260 | 1/2" 360 Degree Nozzle Drill 0.1260 > Novec 1230 | 274
CPYEN2-2-0.1299 | CPYEN2-2-0.1299 | 1/2" 360 Degree Nozzle Drill 0.1299 > Novec 1230 | 274
CPYEN2-2-0.1339 | CPYEN2-2-0.1339 | 1/2" 360 Degree Nozzle Drill 0.1339 > Novec 1230 | 274
CPYEN2-2-0.1378 | CPYEN2-2-0.1378 | 1/2" 360 Degree Nozzle Drill 0.1378 > Novec 1230 | 274
CPYEN2-3-0.1024 | CPYEN2-3-0.1024 | 3/4" 180 Degree Nozzle Drill 0.1024 > Novec 1230 | 274
CPYEN2-3-0.1063 | CPYEN2-3-0.1063 | 3/4" 180 Degree Nozzle Drill 0.1063 > Novec 1230 | 274
CPYEN2-3-0.1102 | CPYEN2-3-0.1102 | 3/4" 180 Degree Nozzle Drill 0.1102 > Novec 1230 | 274
CPYEN2-3-0.1142 | CPYEN2-3-0.1142 | 3/4" 180 Degree Nozzle Drill 0.1142 > Novec 1230 | 274
CPYEN2-3-0.1181 | CPYEN2-3-0.1181 | 3/4" 180 Degree Nozzle Drill 0.1181 > Novec 1230 | 274
CPYEN2-3-0.1220 | CPYEN2-3-0.1220 | 3/4" 180 Degree Nozzle Drill 0.1220 > Novec 1230 | 274
CPYEN2-3-0.1260 | CPYEN2-3-0.1260 | 3/4" 180 Degree Nozzle Drill 0.1260 > Novec 1230 | 274
CPYEN2-3-0.1299 | CPYEN2-3-0.1299 | 3/4" 180 Degree Nozzle Drill 0.1299 > Novec 1230 | 274
CPYEN2-3-0.1339 | CPYEN2-3-0.1339 | 3/4" 180 Degree Nozzle Drill 0.1339 > Novec 1230 | 274
CPYEN2-3-0.1378 | CPYEN2-3-0.1378 | 3/4" 180 Degree Nozzle Drill 0.1378 > Novec 1230 | 274
CPYEN2-3-0.1417 | CPYEN2-3-0.1417 | 3/4" 180 Degree Nozzle Drill 0.1417 > Novec 1230 | 274
CPYEN2-3-0.1457 | CPYEN2-3-0.1457 | 3/4" 180 Degree Nozzle Drill 0.1457 > Novec 1230 | 274
CPYEN2-3-0.1496 | CPYEN2-3-0.1496 | 3/4" 180 Degree Nozzle Drill 0.1496 > Novec 1230 | 274
CPYEN2-3-0.1535 | CPYEN2-3-0.1535 | 3/4" 180 Degree Nozzle Drill 0.1535 > Novec 1230 | 274
CPYEN2-3-0.1575 | CPYEN2-3-0.1575 | 3/4" 180 Degree Nozzle Drill 0.1575 > Novec 1230 | 274
CPYEN2-3-0.1614 | CPYEN2-3-0.1614 | 3/4" 180 Degree Nozzle Drill 0.1614 > Novec 1230 | 274
CPYEN2-3-0.1654 | CPYEN2-3-0.1654 | 3/4" 180 Degree Nozzle Drill 0.1654 > Novec 1230 | 274
CPYEN2-3-0.1693 | CPYEN2-3-0.1693 | 3/4" 180 Degree Nozzle Drill 0.1693 > Novec 1230 | 274
CPYEN2-3-0.1732 | CPYEN2-3-0.1732 | 3/4" 180 Degree Nozzle Drill 0.1732 > Novec 1230 | 274
CPYEN2-3-0.1772 | CPYEN2-3-0.1772 | 3/4" 180 Degree Nozzle Drill 0.1772 > Novec 1230 | 274
CPYEN2-3-0.1811 | CPYEN2-3-0.1811 | 3/4" 180 Degree Nozzle Drill 0.1811 > Novec 1230 | 274
CPYEN2-3-0.1850 | CPYEN2-3-0.1850 | 3/4" 180 Degree Nozzle Drill 0.1850 > Novec 1230 | 274
CPYEN2-3-0.1890 | CPYEN2-3-0.1890 | 3/4" 180 Degree Nozzle Drill 0.1890 > Novec 1230 | 274
CPYEN2-3-0.1929 | CPYEN2-3-0.1929 | 3/4" 180 Degree Nozzle Drill 0.1929 > Novec 1230 | 274
CPYEN2-3-0.1969 | CPYEN2-3-0.1969 | 3/4" 180 Degree Nozzle Drill 0.1969 > Novec 1230 | 274
CPYEN2-3-0.2008 | CPYEN2-3-0.2008 | 3/4" 180 Degree Nozzle Drill 0.2008 > Novec 1230 | 274
CPYEN2-3-0.2047 | CPYEN2-3-0.2047 | 3/4" 180 Degree Nozzle Drill 0.2047 > Novec 1230 | 274
CPYEN2-4-0.0945 | CPYEN2-4-0.0945 | 3/4" 360 Degree Nozzle Drill 0.0945 > Novec 1230 | 274
CPYEN2-4-0.0984 | CPYEN2-4-0.0984 | 3/4" 360 Degree Nozzle Drill 0.0984 > Novec 1230 | 274
CPYEN2-4-0.1024 | CPYEN2-4-0.1024 | 3/4" 360 Degree Nozzle Drill 0.1024 > Novec 1230 | 274
CPYEN2-4-0.1063 | CPYEN2-4-0.1063 | 3/4" 360 Degree Nozzle Drill 0.1063 > Novec 1230 | 274
CPYEN2-4-0.1102 | CPYEN2-4-0.1102 | 3/4" 360 Degree Nozzle Drill 0.1102 > Novec 1230 | 274
CPYEN2-4-0.1142 | CPYEN2-4-0.1142 | 3/4" 360 Degree Nozzle Drill 0.1142 > Novec 1230 | 274
CPYEN2-4-0.1181 | CPYEN2-4-0.1181 | 3/4" 360 Degree Nozzle Drill 0.1181 > Novec 1230 | 274
CPYEN2-4-0.1220 | CPYEN2-4-0.1220 | 3/4" 360 Degree Nozzle Drill 0.1220 > Novec 1230 | 274
CPYEN2-4-0.1260 | CPYEN2-4-0.1260 | 3/4" 360 Degree Nozzle Drill 0.1260 > Novec 1230 | 274
CPYEN2-4-0.1299 | CPYEN2-4-0.1299 | 3/4" 360 Degree Nozzle Drill 0.1299 > Novec 1230 | 274
CPYEN2-4-0.1339 | CPYEN2-4-0.1339 | 3/4" 360 Degree Nozzle Drill 0.1339 > Novec 1230 | 274
CPYEN2-4-0.1378 | CPYEN2-4-0.1378 | 3/4" 360 Degree Nozzle Drill 0.1378 > Novec 1230 | 274
CPYEN2-4-0.1417 | CPYEN2-4-0.1417 | 3/4" 360 Degree Nozzle Drill 0.1417 > Novec 1230 | 274
CPYEN2-4-0.1457 | CPYEN2-4-0.1457 | 3/4" 360 Degree Nozzle Drill 0.1457 > Novec 1230 | 274
CPYEN2-4-0.1496 | CPYEN2-4-0.1496 | 3/4" 360 Degree Nozzle Drill 0.1496 > Novec 1230 | 274
CPYEN2-4-0.1535 | CPYEN2-4-0.1535 | 3/4" 360 Degree Nozzle Drill 0.1535 > Novec 1230 | 274
CPYEN2-4-0.1575 | CPYEN2-4-0.1575 | 3/4" 360 Degree Nozzle Drill 0.1575 > Novec 1230 | 274
CPYEN2-4-0.1614 | CPYEN2-4-0.1614 | 3/4" 360 Degree Nozzle Drill 0.1614 > Novec 1230 | 274
CPYEN2-4-0.1654 | CPYEN2-4-0.1654 | 3/4" 360 Degree Nozzle Drill 0.1654 > Novec 1230 | 274
CPYEN2-4-0.1693 | CPYEN2-4-0.1693 | 3/4" 360 Degree Nozzle Drill 0.1693 > Novec 1230 | 274
CPYEN2-4-0.1732 | CPYEN2-4-0.1732 | 3/4" 360 Degree Nozzle Drill 0.1732 > Novec 1230 | 274
CPYEN2-4-0.1772 | CPYEN2-4-0.1772 | 3/4" 360 Degree Nozzle Drill 0.1772 > Novec 1230 | 274
CPYEN2-4-0.1811 | CPYEN2-4-0.1811 | 3/4" 360 Degree Nozzle Drill 0.1811 > Novec 1230 | 274
CPYEN2-4-0.1850 | CPYEN2-4-0.1850 | 3/4" 360 Degree Nozzle Drill 0.1850 > Novec 1230 | 274
CPYEN2-5-0.1339 | CPYEN2-5-0.1339 | 1" 180 Degree Nozzle Drill 0.1339 > Novec 1230 | 274
CPYEN2-5-0.1378 | CPYEN2-5-0.1378 | 1" 180 Degree Nozzle Drill 0.1378 > Novec 1230 | 274
CPYEN2-5-0.1417 | CPYEN2-5-0.1417 | 1" 180 Degree Nozzle Drill 0.1417 > Novec 1230 | 274
CPYEN2-5-0.1457 | CPYEN2-5-0.1457 | 1" 180 Degree Nozzle Drill 0.1457 > Novec 1230 | 274
CPYEN2-5-0.1496 | CPYEN2-5-0.1496 | 1" 180 Degree Nozzle Drill 0.1496 > Novec 1230 | 274
CPYEN2-5-0.1535 | CPYEN2-5-0.1535 | 1" 180 Degree Nozzle Drill 0.1535 > Novec 1230 | 274
CPYEN2-5-0.1575 | CPYEN2-5-0.1575 | 1" 180 Degree Nozzle Drill 0.1575 > Novec 1230 | 274
CPYEN2-5-0.1614 | CPYEN2-5-0.1614 | 1" 180 Degree Nozzle Drill 0.1614 > Novec 1230 | 274
CPYEN2-5-0.1654 | CPYEN2-5-0.1654 | 1" 180 Degree Nozzle Drill 0.1654 > Novec 1230 | 274
CPYEN2-5-0.1693 | CPYEN2-5-0.1693 | 1" 180 Degree Nozzle Drill 0.1693 > Novec 1230 | 274
CPYEN2-5-0.1732 | CPYEN2-5-0.1732 | 1" 180 Degree Nozzle Drill 0.1732 > Novec 1230 | 274
CPYEN2-5-0.1772 | CPYEN2-5-0.1772 | 1" 180 Degree Nozzle Drill 0.1772 > Novec 1230 | 274
CPYEN2-5-0.1811 | CPYEN2-5-0.1811 | 1" 180 Degree Nozzle Drill 0.1811 > Novec 1230 | 274
CPYEN2-5-0.1850 | CPYEN2-5-0.1850 | 1" 180 Degree Nozzle Drill 0.1850 > Novec 1230 | 274
CPYEN2-5-0.1890 | CPYEN2-5-0.1890 | 1" 180 Degree Nozzle Drill 0.1890 > Novec 1230 | 274
CPYEN2-5-0.1929 | CPYEN2-5-0.1929 | 1" 180 Degree Nozzle Drill 0.1929 > Novec 1230 | 274
CPYEN2-5-0.1969 | CPYEN2-5-0.1969 | 1" 180 Degree Nozzle Drill 0.1969 > Novec 1230 | 274
CPYEN2-5-0.2008 | CPYEN2-5-0.2008 | 1" 180 Degree Nozzle Drill 0.2008 > Novec 1230 | 274
CPYEN2-5-0.2047 | CPYEN2-5-0.2047 | 1" 180 Degree Nozzle Drill 0.2047 > Novec 1230 | 274
CPYEN2-5-0.2087 | CPYEN2-5-0.2087 | 1" 180 Degree Nozzle Drill 0.2087 > Novec 1230 | 274
CPYEN2-5-0.2126 | CPYEN2-5-0.2126 | 1" 180 Degree Nozzle Drill 0.2126 > Novec 1230 | 274
CPYEN2-5-0.2165 | CPYEN2-5-0.2165 | 1" 180 Degree Nozzle Drill 0.2165 > Novec 1230 | 274
CPYEN2-5-0.2205 | CPYEN2-5-0.2205 | 1" 180 Degree Nozzle Drill 0.2205 > Novec 1230 | 274
CPYEN2-5-0.2244 | CPYEN2-5-0.2244 | 1" 180 Degree Nozzle Drill 0.2244 > Novec 1230 | 274
CPYEN2-5-0.2283 | CPYEN2-5-0.2283 | 1" 180 Degree Nozzle Drill 0.2283 > Novec 1230 | 274
CPYEN2-5-0.2323 | CPYEN2-5-0.2323 | 1" 180 Degree Nozzle Drill 0.2323 > Novec 1230 | 274
CPYEN2-5-0.2362 | CPYEN2-5-0.2362 | 1" 180 Degree Nozzle Drill 0.2362 > Novec 1230 | 274
CPYEN2-5-0.2402 | CPYEN2-5-0.2402 | 1" 180 Degree Nozzle Drill 0.2402 > Novec 1230 | 274
CPYEN2-5-0.2441 | CPYEN2-5-0.2441 | 1" 180 Degree Nozzle Drill 0.2441 > Novec 1230 | 274
CPYEN2-5-0.2480 | CPYEN2-5-0.2480 | 1" 180 Degree Nozzle Drill 0.2480 > Novec 1230 | 274
CPYEN2-5-0.2520 | CPYEN2-5-0.2520 | 1" 180 Degree Nozzle Drill 0.2520 > Novec 1230 | 274
CPYEN2-5-0.2559 | CPYEN2-5-0.2559 | 1" 180 Degree Nozzle Drill 0.2559 > Novec 1230 | 274
CPYEN2-5-0.2598 | CPYEN2-5-0.2598 | 1" 180 Degree Nozzle Drill 0.2598 > Novec 1230 | 274
CPYEN2-5-0.2638 | CPYEN2-5-0.2638 | 1" 180 Degree Nozzle Drill 0.2638 > Novec 1230 | 274
CPYEN2-6-0.1181 | CPYEN2-6-0.1181 | 1" 360 Degree Nozzle Drill 0.1181 > Novec 1230 | 274
CPYEN2-6-0.1220 | CPYEN2-6-0.1220 | 1" 360 Degree Nozzle Drill 0.1220 > Novec 1230 | 274
CPYEN2-6-0.1260 | CPYEN2-6-0.1260 | 1" 360 Degree Nozzle Drill 0.1260 > Novec 1230 | 274
CPYEN2-6-0.1299 | CPYEN2-6-0.1299 | 1" 360 Degree Nozzle Drill 0.1299 > Novec 1230 | 274
CPYEN2-6-0.1339 | CPYEN2-6-0.1339 | 1" 360 Degree Nozzle Drill 0.1339 > Novec 1230 | 274
CPYEN2-6-0.1378 | CPYEN2-6-0.1378 | 1" 360 Degree Nozzle Drill 0.1378 > Novec 1230 | 274
CPYEN2-6-0.1417 | CPYEN2-6-0.1417 | 1" 360 Degree Nozzle Drill 0.1417 > Novec 1230 | 274
CPYEN2-6-0.1457 | CPYEN2-6-0.1457 | 1" 360 Degree Nozzle Drill 0.1457 > Novec 1230 | 274
CPYEN2-6-0.1496 | CPYEN2-6-0.1496 | 1" 360 Degree Nozzle Drill 0.1496 > Novec 1230 | 274
CPYEN2-6-0.1535 | CPYEN2-6-0.1535 | 1" 360 Degree Nozzle Drill 0.1535 > Novec 1230 | 274
CPYEN2-6-0.1575 | CPYEN2-6-0.1575 | 1" 360 Degree Nozzle Drill 0.1575 > Novec 1230 | 274
CPYEN2-6-0.1614 | CPYEN2-6-0.1614 | 1" 360 Degree Nozzle Drill 0.1614 > Novec 1230 | 274
CPYEN2-6-0.1654 | CPYEN2-6-0.1654 | 1" 360 Degree Nozzle Drill 0.1654 > Novec 1230 | 274
CPYEN2-6-0.1693 | CPYEN2-6-0.1693 | 1" 360 Degree Nozzle Drill 0.1693 > Novec 1230 | 274
CPYEN2-6-0.1732 | CPYEN2-6-0.1732 | 1" 360 Degree Nozzle Drill 0.1732 > Novec 1230 | 274
CPYEN2-6-0.1772 | CPYEN2-6-0.1772 | 1" 360 Degree Nozzle Drill 0.1772 > Novec 1230 | 274
CPYEN2-6-0.1811 | CPYEN2-6-0.1811 | 1" 360 Degree Nozzle Drill 0.1811 > Novec 1230 | 274
CPYEN2-6-0.1850 | CPYEN2-6-0.1850 | 1" 360 Degree Nozzle Drill 0.1850 > Novec 1230 | 274
CPYEN2-6-0.1890 | CPYEN2-6-0.1890 | 1" 360 Degree Nozzle Drill 0.1890 > Novec 1230 | 274
CPYEN2-6-0.1929 | CPYEN2-6-0.1929 | 1" 360 Degree Nozzle Drill 0.1929 > Novec 1230 | 274
CPYEN2-6-0.1969 | CPYEN2-6-0.1969 | 1" 360 Degree Nozzle Drill 0.1969 > Novec 1230 | 274
CPYEN2-6-0.2008 | CPYEN2-6-0.2008 | 1" 360 Degree Nozzle Drill 0.2008 > Novec 1230 | 274
CPYEN2-6-0.2047 | CPYEN2-6-0.2047 | 1" 360 Degree Nozzle Drill 0.2047 > Novec 1230 | 274
CPYEN2-6-0.2087 | CPYEN2-6-0.2087 | 1" 360 Degree Nozzle Drill 0.2087 > Novec 1230 | 274
CPYEN2-6-0.2126 | CPYEN2-6-0.2126 | 1" 360 Degree Nozzle Drill 0.2126 > Novec 1230 | 274
CPYEN2-6-0.2165 | CPYEN2-6-0.2165 | 1" 360 Degree Nozzle Drill 0.2165 > Novec 1230 | 274
CPYEN2-6-0.2205 | CPYEN2-6-0.2205 | 1" 360 Degree Nozzle Drill 0.2205 > Novec 1230 | 274
CPYEN2-6-0.2244 | CPYEN2-6-0.2244 | 1" 360 Degree Nozzle Drill 0.2244 > Novec 1230 | 274
CPYEN2-6-0.2283 | CPYEN2-6-0.2283 | 1" 360 Degree Nozzle Drill 0.2283 > Novec 1230 | 274
CPYEN2-6-0.2323 | CPYEN2-6-0.2323 | 1" 360 Degree Nozzle Drill 0.2323 > Novec 1230 | 274
CPYEN2-6-0.2362 | CPYEN2-6-0.2362 | 1" 360 Degree Nozzle Drill 0.2362 > Novec 1230 | 274
CPYEN2-7-0.1732 | CPYEN2-7-0.1732 | 1-1/4" 180 Degree Nozzle Drill 0.1732 > Novec 1230 | 274
CPYEN2-7-0.1772 | CPYEN2-7-0.1772 | 1-1/4" 180 Degree Nozzle Drill 0.1772 > Novec 1230 | 274
CPYEN2-7-0.1811 | CPYEN2-7-0.1811 | 1-1/4" 180 Degree Nozzle Drill 0.1811 > Novec 1230 | 274
CPYEN2-7-0.1850 | CPYEN2-7-0.1850 | 1-1/4" 180 Degree Nozzle Drill 0.1850 > Novec 1230 | 274
CPYEN2-7-0.1890 | CPYEN2-7-0.1890 | 1-1/4" 180 Degree Nozzle Drill 0.1890 > Novec 1230 | 274
CPYEN2-7-0.1929 | CPYEN2-7-0.1929 | 1-1/4" 180 Degree Nozzle Drill 0.1929 > Novec 1230 | 274
CPYEN2-7-0.1969 | CPYEN2-7-0.1969 | 1-1/4" 180 Degree Nozzle Drill 0.1969 > Novec 1230 | 274
CPYEN2-7-0.2008 | CPYEN2-7-0.2008 | 1-1/4" 180 Degree Nozzle Drill 0.2008 > Novec 1230 | 274
CPYEN2-7-0.2047 | CPYEN2-7-0.2047 | 1-1/4" 180 Degree Nozzle Drill 0.2047 > Novec 1230 | 274
CPYEN2-7-0.2087 | CPYEN2-7-0.2087 | 1-1/4" 180 Degree Nozzle Drill 0.2087 > Novec 1230 | 274
CPYEN2-7-0.2126 | CPYEN2-7-0.2126 | 1-1/4" 180 Degree Nozzle Drill 0.2126 > Novec 1230 | 274
CPYEN2-7-0.2165 | CPYEN2-7-0.2165 | 1-1/4" 180 Degree Nozzle Drill 0.2165 > Novec 1230 | 274
CPYEN2-7-0.2205 | CPYEN2-7-0.2205 | 1-1/4" 180 Degree Nozzle Drill 0.2205 > Novec 1230 | 274
CPYEN2-7-0.2244 | CPYEN2-7-0.2244 | 1-1/4" 180 Degree Nozzle Drill 0.2244 > Novec 1230 | 274
CPYEN2-7-0.2283 | CPYEN2-7-0.2283 | 1-1/4" 180 Degree Nozzle Drill 0.2283 > Novec 1230 | 274
CPYEN2-7-0.2323 | CPYEN2-7-0.2323 | 1-1/4" 180 Degree Nozzle Drill 0.2323 > Novec 1230 | 274
CPYEN2-7-0.2362 | CPYEN2-7-0.2362 | 1-1/4" 180 Degree Nozzle Drill 0.2362 > Novec 1230 | 274
CPYEN2-7-0.2402 | CPYEN2-7-0.2402 | 1-1/4" 180 Degree Nozzle Drill 0.2402 > Novec 1230 | 274
CPYEN2-7-0.2441 | CPYEN2-7-0.2441 | 1-1/4" 180 Degree Nozzle Drill 0.2441 > Novec 1230 | 274
CPYEN2-7-0.2480 | CPYEN2-7-0.2480 | 1-1/4" 180 Degree Nozzle Drill 0.2480 > Novec 1230 | 274
CPYEN2-7-0.2520 | CPYEN2-7-0.2520 | 1-1/4" 180 Degree Nozzle Drill 0.2520 > Novec 1230 | 274
CPYEN2-7-0.2559 | CPYEN2-7-0.2559 | 1-1/4" 180 Degree Nozzle Drill 0.2559 > Novec 1230 | 274
CPYEN2-7-0.2598 | CPYEN2-7-0.2598 | 1-1/4" 180 Degree Nozzle Drill 0.2598 > Novec 1230 | 274
CPYEN2-7-0.2638 | CPYEN2-7-0.2638 | 1-1/4" 180 Degree Nozzle Drill 0.2638 > Novec 1230 | 274
CPYEN2-7-0.2677 | CPYEN2-7-0.2677 | 1-1/4" 180 Degree Nozzle Drill 0.2677 > Novec 1230 | 274
CPYEN2-7-0.2717 | CPYEN2-7-0.2717 | 1-1/4" 180 Degree Nozzle Drill 0.2717 > Novec 1230 | 274
CPYEN2-7-0.2756 | CPYEN2-7-0.2756 | 1-1/4" 180 Degree Nozzle Drill 0.2756 > Novec 1230 | 274
CPYEN2-7-0.2795 | CPYEN2-7-0.2795 | 1-1/4" 180 Degree Nozzle Drill 0.2795 > Novec 1230 | 274
CPYEN2-7-0.2835 | CPYEN2-7-0.2835 | 1-1/4" 180 Degree Nozzle Drill 0.2835 > Novec 1230 | 274
CPYEN2-7-0.2874 | CPYEN2-7-0.2874 | 1-1/4" 180 Degree Nozzle Drill 0.2874 > Novec 1230 | 274
CPYEN2-7-0.2913 | CPYEN2-7-0.2913 | 1-1/4" 180 Degree Nozzle Drill 0.2913 > Novec 1230 | 274
CPYEN2-7-0.2953 | CPYEN2-7-0.2953 | 1-1/4" 180 Degree Nozzle Drill 0.2953 > Novec 1230 | 274
CPYEN2-7-0.2992 | CPYEN2-7-0.2992 | 1-1/4" 180 Degree Nozzle Drill 0.2992 > Novec 1230 | 274
CPYEN2-7-0.3031 | CPYEN2-7-0.3031 | 1-1/4" 180 Degree Nozzle Drill 0.3031 > Novec 1230 | 274
CPYEN2-7-0.3071 | CPYEN2-7-0.3071 | 1-1/4" 180 Degree Nozzle Drill 0.3071 > Novec 1230 | 274
CPYEN2-7-0.3110 | CPYEN2-7-0.3110 | 1-1/4" 180 Degree Nozzle Drill 0.3110 > Novec 1230 | 274
CPYEN2-7-0.3150 | CPYEN2-7-0.3150 | 1-1/4" 180 Degree Nozzle Drill 0.3150 > Novec 1230 | 274
CPYEN2-7-0.3189 | CPYEN2-7-0.3189 | 1-1/4" 180 Degree Nozzle Drill 0.3189 > Novec 1230 | 274
CPYEN2-7-0.3228 | CPYEN2-7-0.3228 | 1-1/4" 180 Degree Nozzle Drill 0.3228 > Novec 1230 | 274
CPYEN2-7-0.3268 | CPYEN2-7-0.3268 | 1-1/4" 180 Degree Nozzle Drill 0.3268 > Novec 1230 | 274
CPYEN2-7-0.3307 | CPYEN2-7-0.3307 | 1-1/4" 180 Degree Nozzle Drill 0.3307 > Novec 1230 | 274
CPYEN2-7-0.3346 | CPYEN2-7-0.3346 | 1-1/4" 180 Degree Nozzle Drill 0.3346 > Novec 1230 | 274
CPYEN2-7-0.3386 | CPYEN2-7-0.3386 | 1-1/4" 180 Degree Nozzle Drill 0.3386 > Novec 1230 | 274
CPYEN2-7-0.3425 | CPYEN2-7-0.3425 | 1-1/4" 180 Degree Nozzle Drill 0.3425 > Novec 1230 | 274
CPYEN2-7-0.3465 | CPYEN2-7-0.3465 | 1-1/4" 180 Degree Nozzle Drill 0.3465 > Novec 1230 | 274
CPYEN2-8-0.1575 | CPYEN2-8-0.1575 | 1-1/4" 360 Degree Nozzle Drill 0.1575 > Novec 1230 | 274
CPYEN2-8-0.1614 | CPYEN2-8-0.1614 | 1-1/4" 360 Degree Nozzle Drill 0.1614 > Novec 1230 | 274
CPYEN2-8-0.1654 | CPYEN2-8-0.1654 | 1-1/4" 360 Degree Nozzle Drill 0.1654 > Novec 1230 | 274
CPYEN2-8-0.1693 | CPYEN2-8-0.1693 | 1-1/4" 360 Degree Nozzle Drill 0.1693 > Novec 1230 | 274
CPYEN2-8-0.1732 | CPYEN2-8-0.1732 | 1-1/4" 360 Degree Nozzle Drill 0.1732 > Novec 1230 | 274
CPYEN2-8-0.1772 | CPYEN2-8-0.1772 | 1-1/4" 360 Degree Nozzle Drill 0.1772 > Novec 1230 | 274
CPYEN2-8-0.1811 | CPYEN2-8-0.1811 | 1-1/4" 360 Degree Nozzle Drill 0.1811 > Novec 1230 | 274
CPYEN2-8-0.1850 | CPYEN2-8-0.1850 | 1-1/4" 360 Degree Nozzle Drill 0.1850 > Novec 1230 | 274
CPYEN2-8-0.1890 | CPYEN2-8-0.1890 | 1-1/4" 360 Degree Nozzle Drill 0.1890 > Novec 1230 | 274
CPYEN2-8-0.1929 | CPYEN2-8-0.1929 | 1-1/4" 360 Degree Nozzle Drill 0.1929 > Novec 1230 | 274
CPYEN2-8-0.1969 | CPYEN2-8-0.1969 | 1-1/4" 360 Degree Nozzle Drill 0.1969 > Novec 1230 | 274
CPYEN2-8-0.2008 | CPYEN2-8-0.2008 | 1-1/4" 360 Degree Nozzle Drill 0.2008 > Novec 1230 | 274
CPYEN2-8-0.2047 | CPYEN2-8-0.2047 | 1-1/4" 360 Degree Nozzle Drill 0.2047 > Novec 1230 | 274
CPYEN2-8-0.2087 | CPYEN2-8-0.2087 | 1-1/4" 360 Degree Nozzle Drill 0.2087 > Novec 1230 | 274
CPYEN2-8-0.2126 | CPYEN2-8-0.2126 | 1-1/4" 360 Degree Nozzle Drill 0.2126 > Novec 1230 | 274
CPYEN2-8-0.2165 | CPYEN2-8-0.2165 | 1-1/4" 360 Degree Nozzle Drill 0.2165 > Novec 1230 | 274
CPYEN2-8-0.2205 | CPYEN2-8-0.2205 | 1-1/4" 360 Degree Nozzle Drill 0.2205 > Novec 1230 | 274
CPYEN2-8-0.2244 | CPYEN2-8-0.2244 | 1-1/4" 360 Degree Nozzle Drill 0.2244 > Novec 1230 | 274
CPYEN2-8-0.2283 | CPYEN2-8-0.2283 | 1-1/4" 360 Degree Nozzle Drill 0.2283 > Novec 1230 | 274
CPYEN2-8-0.2323 | CPYEN2-8-0.2323 | 1-1/4" 360 Degree Nozzle Drill 0.2323 > Novec 1230 | 274
CPYEN2-8-0.2362 | CPYEN2-8-0.2362 | 1-1/4" 360 Degree Nozzle Drill 0.2362 > Novec 1230 | 274
CPYEN2-8-0.2402 | CPYEN2-8-0.2402 | 1-1/4" 360 Degree Nozzle Drill 0.2402 > Novec 1230 | 274
CPYEN2-8-0.2441 | CPYEN2-8-0.2441 | 1-1/4" 360 Degree Nozzle Drill 0.2441 > Novec 1230 | 274
CPYEN2-8-0.2480 | CPYEN2-8-0.2480 | 1-1/4" 360 Degree Nozzle Drill 0.2480 > Novec 1230 | 274
CPYEN2-8-0.2520 | CPYEN2-8-0.2520 | 1-1/4" 360 Degree Nozzle Drill 0.2520 > Novec 1230 | 274
CPYEN2-8-0.2559 | CPYEN2-8-0.2559 | 1-1/4" 360 Degree Nozzle Drill 0.2559 > Novec 1230 | 274
CPYEN2-8-0.2598 | CPYEN2-8-0.2598 | 1-1/4" 360 Degree Nozzle Drill 0.2598 > Novec 1230 | 274
CPYEN2-8-0.2638 | CPYEN2-8-0.2638 | 1-1/4" 360 Degree Nozzle Drill 0.2638 > Novec 1230 | 274
CPYEN2-8-0.2677 | CPYEN2-8-0.2677 | 1-1/4" 360 Degree Nozzle Drill 0.2677 > Novec 1230 | 274
CPYEN2-8-0.2717 | CPYEN2-8-0.2717 | 1-1/4" 360 Degree Nozzle Drill 0.2717 > Novec 1230 | 274
CPYEN2-8-0.2756 | CPYEN2-8-0.2756 | 1-1/4" 360 Degree Nozzle Drill 0.2756 > Novec 1230 | 274
CPYEN2-8-0.2795 | CPYEN2-8-0.2795 | 1-1/4" 360 Degree Nozzle Drill 0.2795 > Novec 1230 | 274
CPYEN2-8-0.2835 | CPYEN2-8-0.2835 | 1-1/4" 360 Degree Nozzle Drill 0.2835 > Novec 1230 | 274
CPYEN2-8-0.2874 | CPYEN2-8-0.2874 | 1-1/4" 360 Degree Nozzle Drill 0.2874 > Novec 1230 | 274
CPYEN2-8-0.2913 | CPYEN2-8-0.2913 | 1-1/4" 360 Degree Nozzle Drill 0.2913 > Novec 1230 | 274
CPYEN2-8-0.2953 | CPYEN2-8-0.2953 | 1-1/4" 360 Degree Nozzle Drill 0.2953 > Novec 1230 | 274
CPYEN2-8-0.2992 | CPYEN2-8-0.2992 | 1-1/4" 360 Degree Nozzle Drill 0.2992 > Novec 1230 | 274
CPYEN2-8-0.3031 | CPYEN2-8-0.3031 | 1-1/4" 360 Degree Nozzle Drill 0.3031 > Novec 1230 | 274
CPYEN2-8-0.3071 | CPYEN2-8-0.3071 | 1-1/4" 360 Degree Nozzle Drill 0.3071 > Novec 1230 | 274
CPYEN2-8-0.3110 | CPYEN2-8-0.3110 | 1-1/4" 360 Degree Nozzle Drill 0.3110 > Novec 1230 | 274
CPYEN2-9-0.2008 | CPYEN2-9-0.2008 | 1-1/2" 180 Degree Nozzle Drill 0.2008 > Novec 1230 | 274
CPYEN2-9-0.2047 | CPYEN2-9-0.2047 | 1-1/2" 180 Degree Nozzle Drill 0.2047 > Novec 1230 | 274
CPYEN2-9-0.2087 | CPYEN2-9-0.2087 | 1-1/2" 180 Degree Nozzle Drill 0.2087 > Novec 1230 | 274
CPYEN2-9-0.2126 | CPYEN2-9-0.2126 | 1-1/2" 180 Degree Nozzle Drill 0.2126 > Novec 1230 | 274
CPYEN2-9-0.2165 | CPYEN2-9-0.2165 | 1-1/2" 180 Degree Nozzle Drill 0.2165 > Novec 1230 | 274
CPYEN2-9-0.2205 | CPYEN2-9-0.2205 | 1-1/2" 180 Degree Nozzle Drill 0.2205 > Novec 1230 | 274
CPYEN2-9-0.2244 | CPYEN2-9-0.2244 | 1-1/2" 180 Degree Nozzle Drill 0.2244 > Novec 1230 | 274
CPYEN2-9-0.2283 | CPYEN2-9-0.2283 | 1-1/2" 180 Degree Nozzle Drill 0.2283 > Novec 1230 | 274
CPYEN2-9-0.2323 | CPYEN2-9-0.2323 | 1-1/2" 180 Degree Nozzle Drill 0.2323 > Novec 1230 | 274
CPYEN2-9-0.2362 | CPYEN2-9-0.2362 | 1-1/2" 180 Degree Nozzle Drill 0.2362 > Novec 1230 | 274
CPYEN2-9-0.2402 | CPYEN2-9-0.2402 | 1-1/2" 180 Degree Nozzle Drill 0.2402 > Novec 1230 | 274
CPYEN2-9-0.2441 | CPYEN2-9-0.2441 | 1-1/2" 180 Degree Nozzle Drill 0.2441 > Novec 1230 | 274
CPYEN2-9-0.2480 | CPYEN2-9-0.2480 | 1-1/2" 180 Degree Nozzle Drill 0.2480 > Novec 1230 | 274
CPYEN2-9-0.2520 | CPYEN2-9-0.2520 | 1-1/2" 180 Degree Nozzle Drill 0.2520 > Novec 1230 | 274
CPYEN2-9-0.2559 | CPYEN2-9-0.2559 | 1-1/2" 180 Degree Nozzle Drill 0.2559 > Novec 1230 | 274
CPYEN2-9-0.2598 | CPYEN2-9-0.2598 | 1-1/2" 180 Degree Nozzle Drill 0.2598 > Novec 1230 | 274
CPYEN2-9-0.2638 | CPYEN2-9-0.2638 | 1-1/2" 180 Degree Nozzle Drill 0.2638 > Novec 1230 | 274
CPYEN2-9-0.2677 | CPYEN2-9-0.2677 | 1-1/2" 180 Degree Nozzle Drill 0.2677 > Novec 1230 | 274
CPYEN2-9-0.2717 | CPYEN2-9-0.2717 | 1-1/2" 180 Degree Nozzle Drill 0.2717 > Novec 1230 | 274
CPYEN2-9-0.2756 | CPYEN2-9-0.2756 | 1-1/2" 180 Degree Nozzle Drill 0.2756 > Novec 1230 | 274
CPYEN2-9-0.2795 | CPYEN2-9-0.2795 | 1-1/2" 180 Degree Nozzle Drill 0.2795 > Novec 1230 | 274
CPYEN2-9-0.2835 | CPYEN2-9-0.2835 | 1-1/2" 180 Degree Nozzle Drill 0.2835 > Novec 1230 | 274
CPYEN2-9-0.2874 | CPYEN2-9-0.2874 | 1-1/2" 180 Degree Nozzle Drill 0.2874 > Novec 1230 | 274
CPYEN2-9-0.2913 | CPYEN2-9-0.2913 | 1-1/2" 180 Degree Nozzle Drill 0.2913 > Novec 1230 | 274
CPYEN2-9-0.2953 | CPYEN2-9-0.2953 | 1-1/2" 180 Degree Nozzle Drill 0.2953 > Novec 1230 | 274
CPYEN2-9-0.2992 | CPYEN2-9-0.2992 | 1-1/2" 180 Degree Nozzle Drill 0.2992 > Novec 1230 | 274
CPYEN2-9-0.3031 | CPYEN2-9-0.3031 | 1-1/2" 180 Degree Nozzle Drill 0.3031 > Novec 1230 | 274
CPYEN2-9-0.3071 | CPYEN2-9-0.3071 | 1-1/2" 180 Degree Nozzle Drill 0.3071 > Novec 1230 | 274
CPYEN2-9-0.3110 | CPYEN2-9-0.3110 | 1-1/2" 180 Degree Nozzle Drill 0.3110 > Novec 1230 | 274
CPYEN2-9-0.3150 | CPYEN2-9-0.3150 | 1-1/2" 180 Degree Nozzle Drill 0.3150 > Novec 1230 | 274
CPYEN2-9-0.3189 | CPYEN2-9-0.3189 | 1-1/2" 180 Degree Nozzle Drill 0.3189 > Novec 1230 | 274
CPYEN2-9-0.3228 | CPYEN2-9-0.3228 | 1-1/2" 180 Degree Nozzle Drill 0.3228 > Novec 1230 | 274
CPYEN2-9-0.3268 | CPYEN2-9-0.3268 | 1-1/2" 180 Degree Nozzle Drill 0.3268 > Novec 1230 | 274
CPYEN2-9-0.3307 | CPYEN2-9-0.3307 | 1-1/2" 180 Degree Nozzle Drill 0.3307 > Novec 1230 | 274
CPYEN2-9-0.3346 | CPYEN2-9-0.3346 | 1-1/2" 180 Degree Nozzle Drill 0.3346 > Novec 1230 | 274
CPYEN2-9-0.3386 | CPYEN2-9-0.3386 | 1-1/2" 180 Degree Nozzle Drill 0.3386 > Novec 1230 | 274
CPYEN2-9-0.3425 | CPYEN2-9-0.3425 | 1-1/2" 180 Degree Nozzle Drill 0.3425 > Novec 1230 | 274
CPYEN2-9-0.3465 | CPYEN2-9-0.3465 | 1-1/2" 180 Degree Nozzle Drill 0.3465 > Novec 1230 | 274
CPYEN2-9-0.3504 | CPYEN2-9-0.3504 | 1-1/2" 180 Degree Nozzle Drill 0.3504 > Novec 1230 | 274
CPYEN2-9-0.3543 | CPYEN2-9-0.3543 | 1-1/2" 180 Degree Nozzle Drill 0.3543 > Novec 1230 | 274
CPYEN2-9-0.3583 | CPYEN2-9-0.3583 | 1-1/2" 180 Degree Nozzle Drill 0.3583 > Novec 1230 | 274
CPYEN2-9-0.3622 | CPYEN2-9-0.3622 | 1-1/2" 180 Degree Nozzle Drill 0.3622 > Novec 1230 | 274
CPYEN2-9-0.3661 | CPYEN2-9-0.3661 | 1-1/2" 180 Degree Nozzle Drill 0.3661 > Novec 1230 | 274
CPYEN2-9-0.3701 | CPYEN2-9-0.3701 | 1-1/2" 180 Degree Nozzle Drill 0.3701 > Novec 1230 | 274
CPYEN2-9-0.3740 | CPYEN2-9-0.3740 | 1-1/2" 180 Degree Nozzle Drill 0.3740 > Novec 1230 | 274
CPYEN2-9-0.3780 | CPYEN2-9-0.3780 | 1-1/2" 180 Degree Nozzle Drill 0.3780 > Novec 1230 | 274
CPYEN2-9-0.3819 | CPYEN2-9-0.3819 | 1-1/2" 180 Degree Nozzle Drill 0.3819 > Novec 1230 | 274
CPYEN2-9-0.3858 | CPYEN2-9-0.3858 | 1-1/2" 180 Degree Nozzle Drill 0.3858 > Novec 1230 | 274
CPYEN2-9-0.3898 | CPYEN2-9-0.3898 | 1-1/2" 180 Degree Nozzle Drill 0.3898 > Novec 1230 | 274
CPYEN2-9-0.3937 | CPYEN2-9-0.3937 | 1-1/2" 180 Degree Nozzle Drill 0.3937 > Novec 1230 | 274
CPYEN2-9-0.3976 | CPYEN2-9-0.3976 | 1-1/2" 180 Degree Nozzle Drill 0.3976 > Novec 1230 | 274
CPYEN2-9-0.4016 | CPYEN2-9-0.4016 | 1-1/2" 180 Degree Nozzle Drill 0.4016 > Novec 1230 | 274
CPYEN2-9-0.4055 | CPYEN2-9-0.4055 | 1-1/2" 180 Degree Nozzle Drill 0.4055 > Novec 1230 | 274
CPYEN-3-0.1360 | CPYEN-3-0.1360 | 3/4" 180 Degree Nozzle Drill 0.1360 >HFC-227ea | 270
CPYEN-3-0.1406 | CPYEN-3-0.1406 | 3/4" 180 Degree Nozzle Drill 0.1406 >HFC-227ea | 270
CPYEN-3-0.1440 | CPYEN-3-0.1440 | 3/4" 180 Degree Nozzle Drill 0.1440 >HFC-227ea | 270
CPYEN-3-0.1470 | CPYEN-3-0.1470 | 3/4" 180 Degree Nozzle Drill 0.1470 >HFC-227ea | 270
CPYEN-3-0.1495 | CPYEN-3-0.1495 | 3/4" 180 Degree Nozzle Drill 0.1495 >HFC-227ea | 270
CPYEN-3-0.1520 | CPYEN-3-0.1520 | 3/4" 180 Degree Nozzle Drill 0.1520 >HFC-227ea | 270
CPYEN-3-0.1540 | CPYEN-3-0.1540 | 3/4" 180 Degree Nozzle Drill 0.1540 >HFC-227ea | 270
CPYEN-3-0.1562 | CPYEN-3-0.1562 | 3/4" 180 Degree Nozzle Drill 0.1562 >HFC-227ea | 270
CPYEN-3-0.1570 | CPYEN-3-0.1570 | 3/4" 180 Degree Nozzle Drill 0.1570 >HFC-227ea | 270
CPYEN-3-0.1590 | CPYEN-3-0.1590 | 3/4" 180 Degree Nozzle Drill 0.1590 >HFC-227ea | 270
CPYEN-3-0.1610 | CPYEN-3-0.1610 | 3/4" 180 Degree Nozzle Drill 0.1610 >HFC-227ea | 270
CPYEN-3-0.1660 | CPYEN-3-0.1660 | 3/4" 180 Degree Nozzle Drill 0.1660 >HFC-227ea | 270
CPYEN-3-0.1695 | CPYEN-3-0.1695 | 3/4" 180 Degree Nozzle Drill 0.1695 >HFC-227ea | 270
CPYEN-3-0.1719 | CPYEN-3-0.1719 | 3/4" 180 Degree Nozzle Drill 0.1719 >HFC-227ea | 270
CPYEN-3-0.1730 | CPYEN-3-0.1730 | 3/4" 180 Degree Nozzle Drill 0.1730 >HFC-227ea | 270
CPYEN-3-0.1770 | CPYEN-3-0.1770 | 3/4" 180 Degree Nozzle Drill 0.1770 >HFC-227ea | 270
CPYEN-3-0.1800 | CPYEN-3-0.1800 | 3/4" 180 Degree Nozzle Drill 0.1800 >HFC-227ea | 270
CPYEN-3-0.1820 | CPYEN-3-0.1820 | 3/4" 180 Degree Nozzle Drill 0.1820 >HFC-227ea | 270
CPYEN-3-0.1850 | CPYEN-3-0.1850 | 3/4" 180 Degree Nozzle Drill 0.1850 >HFC-227ea | 270
CPYEN-3-0.1875 | CPYEN-3-0.1875 | 3/4" 180 Degree Nozzle Drill 0.1875 >HFC-227ea | 270
CPYEN-3-0.1890 | CPYEN-3-0.1890 | 3/4" 180 Degree Nozzle Drill 0.1890 >HFC-227ea | 270
CPYEN-3-0.1910 | CPYEN-3-0.1910 | 3/4" 180 Degree Nozzle Drill 0.1910 >HFC-227ea | 270
CPYEN-3-0.1935 | CPYEN-3-0.1935 | 3/4" 180 Degree Nozzle Drill 0.1935 >HFC-227ea | 270
CPYEN-3-0.1960 | CPYEN-3-0.1960 | 3/4" 180 Degree Nozzle Drill 0.1960 >HFC-227ea | 270
CPYEN-3-0.1990 | CPYEN-3-0.1990 | 3/4" 180 Degree Nozzle Drill 0.1990 >HFC-227ea | 270
CPYEN-3-0.2010 | CPYEN-3-0.2010 | 3/4" 180 Degree Nozzle Drill 0.2010 >HFC-227ea | 270
CPYEN-3-0.2031 | CPYEN-3-0.2031 | 3/4" 180 Degree Nozzle Drill 0.2031 >HFC-227ea | 270
CPYEN-3-0.2040 | CPYEN-3-0.2040 | 3/4" 180 Degree Nozzle Drill 0.2040 >HFC-227ea | 270
CPYEN-3-0.2055 | CPYEN-3-0.2055 | 3/4" 180 Degree Nozzle Drill 0.2055 >HFC-227ea | 270
CPYEN-3-0.2090 | CPYEN-3-0.2090 | 3/4" 180 Degree Nozzle Drill 0.2090 >HFC-227ea | 270
CPYEN-3-0.2130 | CPYEN-3-0.2130 | 3/4" 180 Degree Nozzle Drill 0.2130 >HFC-227ea | 270
CPYEN-3-0.2187 | CPYEN-3-0.2187 | 3/4" 180 Degree Nozzle Drill 0.2187 >HFC-227ea | 270
CPYEN-3-0.2210 | CPYEN-3-0.2210 | 3/4" 180 Degree Nozzle Drill 0.2210 >HFC-227ea | 270
CPYEN-3-0.2280 | CPYEN-3-0.2280 | 3/4" 180 Degree Nozzle Drill 0.2280 >HFC-227ea | 270
CPYEN-3-0.2344 | CPYEN-3-0.2344 | 3/4" 180 Degree Nozzle Drill 0.2344 >HFC-227ea | 270
CPYEN-3-0.2380 | CPYEN-3-0.2380 | 3/4" 180 Degree Nozzle Drill 0.2380 >HFC-227ea | 270
CPYEN-3-0.2420 | CPYEN-3-0.2420 | 3/4" 180 Degree Nozzle Drill 0.2420 >HFC-227ea | 270
CPYEN-3-0.2460 | CPYEN-3-0.2460 | 3/4" 180 Degree Nozzle Drill 0.2460 >HFC-227ea | 270
CPYEN-3-0.2500 | CPYEN-3-0.2500 | 3/4" 180 Degree Nozzle Drill 0.2500 >HFC-227ea | 270
CPYEN-3-0.2570 | CPYEN-3-0.2570 | 3/4" 180 Degree Nozzle Drill 0.2570 >HFC-227ea | 270
CPYEN-3-0.2610 | CPYEN-3-0.2610 | 3/4" 180 Degree Nozzle Drill 0.2610 >HFC-227ea | 270
CPYEN-4-0.1360 | CPYEN-4-0.1360 | 3/4" 360 Degree Nozzle Drill 0.1360 >HFC-227ea | 270
CPYEN-4-0.1406 | CPYEN-4-0.1406 | 3/4" 360 Degree Nozzle Drill 0.1406 >HFC-227ea | 270
CPYEN-4-0.1440 | CPYEN-4-0.1440 | 3/4" 360 Degree Nozzle Drill 0.1440 >HFC-227ea | 270
CPYEN-4-0.1470 | CPYEN-4-0.1470 | 3/4" 360 Degree Nozzle Drill 0.1470 >HFC-227ea | 270
CPYEN-4-0.1495 | CPYEN-4-0.1495 | 3/4" 360 Degree Nozzle Drill 0.1495 >HFC-227ea | 270
CPYEN-4-0.1520 | CPYEN-4-0.1520 | 3/4" 360 Degree Nozzle Drill 0.1520 >HFC-227ea | 270
CPYEN-4-0.1540 | CPYEN-4-0.1540 | 3/4" 360 Degree Nozzle Drill 0.1540 >HFC-227ea | 270
CPYEN-4-0.1562 | CPYEN-4-0.1562 | 3/4" 360 Degree Nozzle Drill 0.1562 >HFC-227ea | 270
CPYEN-4-0.1570 | CPYEN-4-0.1570 | 3/4" 360 Degree Nozzle Drill 0.1570 >HFC-227ea | 270
CPYEN-4-0.1590 | CPYEN-4-0.1590 | 3/4" 360 Degree Nozzle Drill 0.1590 >HFC-227ea | 270
CPYEN-4-0.1610 | CPYEN-4-0.1610 | 3/4" 360 Degree Nozzle Drill 0.1610 >HFC-227ea | 270
CPYEN-4-0.1660 | CPYEN-4-0.1660 | 3/4" 360 Degree Nozzle Drill 0.1660 >HFC-227ea | 270
CPYEN-4-0.1695 | CPYEN-4-0.1695 | 3/4" 360 Degree Nozzle Drill 0.1695 >HFC-227ea | 270
CPYEN-4-0.1719 | CPYEN-4-0.1719 | 3/4" 360 Degree Nozzle Drill 0.1719 >HFC-227ea | 270
CPYEN-4-0.1730 | CPYEN-4-0.1730 | 3/4" 360 Degree Nozzle Drill 0.1730 >HFC-227ea | 270
CPYEN-4-0.1770 | CPYEN-4-0.1770 | 3/4" 360 Degree Nozzle Drill 0.1770 >HFC-227ea | 270
CPYEN-4-0.1800 | CPYEN-4-0.1800 | 3/4" 360 Degree Nozzle Drill 0.1800 >HFC-227ea | 270
CPYEN-4-0.1820 | CPYEN-4-0.1820 | 3/4" 360 Degree Nozzle Drill 0.1820 >HFC-227ea | 270
CPYEN-4-0.1850 | CPYEN-4-0.1850 | 3/4" 360 Degree Nozzle Drill 0.1850 >HFC-227ea | 270
CPYEN-4-0.1875 | CPYEN-4-0.1875 | 3/4" 360 Degree Nozzle Drill 0.1875 >HFC-227ea | 270
CPYEN-4-0.1890 | CPYEN-4-0.1890 | 3/4" 360 Degree Nozzle Drill 0.1890 >HFC-227ea | 270
CPYEN-4-0.1910 | CPYEN-4-0.1910 | 3/4" 360 Degree Nozzle Drill 0.1910 >HFC-227ea | 270
CPYEN-4-0.1935 | CPYEN-4-0.1935 | 3/4" 360 Degree Nozzle Drill 0.1935 >HFC-227ea | 270
CPYEN-4-0.1960 | CPYEN-4-0.1960 | 3/4" 360 Degree Nozzle Drill 0.1960 >HFC-227ea | 270
CPYEN-4-0.1990 | CPYEN-4-0.1990 | 3/4" 360 Degree Nozzle Drill 0.1990 >HFC-227ea | 270
CPYEN-4-0.2010 | CPYEN-4-0.2010 | 3/4" 360 Degree Nozzle Drill 0.2010 >HFC-227ea | 270
CPYEN-4-0.2031 | CPYEN-4-0.2031 | 3/4" 360 Degree Nozzle Drill 0.2031 >HFC-227ea | 270
CPYEN-4-0.2040 | CPYEN-4-0.2040 | 3/4" 360 Degree Nozzle Drill 0.2040 >HFC-227ea | 270
CPYEN-4-0.2055 | CPYEN-4-0.2055 | 3/4" 360 Degree Nozzle Drill 0.2055 >HFC-227ea | 270
CPYEN-4-0.2090 | CPYEN-4-0.2090 | 3/4" 360 Degree Nozzle Drill 0.2090 >HFC-227ea | 270
CPYEN-4-0.2130 | CPYEN-4-0.2130 | 3/4" 360 Degree Nozzle Drill 0.2130 >HFC-227ea | 270
CPYEN-4-0.2187 | CPYEN-4-0.2187 | 3/4" 360 Degree Nozzle Drill 0.2187 >HFC-227ea | 270
CPYEN-4-0.2210 | CPYEN-4-0.2210 | 3/4" 360 Degree Nozzle Drill 0.2210 >HFC-227ea | 270
CPYEN-4-0.2280 | CPYEN-4-0.2280 | 3/4" 360 Degree Nozzle Drill 0.2280 >HFC-227ea | 270
CPYEN-4-0.2344 | CPYEN-4-0.2344 | 3/4" 360 Degree Nozzle Drill 0.2344 >HFC-227ea | 270
CPYEN-4-0.2380 | CPYEN-4-0.2380 | 3/4" 360 Degree Nozzle Drill 0.2380 >HFC-227ea | 270
CPYEN-4-0.2420 | CPYEN-4-0.2420 | 3/4" 360 Degree Nozzle Drill 0.2420 >HFC-227ea | 270
CPYEN-4-0.2460 | CPYEN-4-0.2460 | 3/4" 360 Degree Nozzle Drill 0.2460 >HFC-227ea | 270
CPYEN-4-0.2500 | CPYEN-4-0.2500 | 3/4" 360 Degree Nozzle Drill 0.2500 >HFC-227ea | 270
CPYEN-4-0.2570 | CPYEN-4-0.2570 | 3/4" 360 Degree Nozzle Drill 0.2570 >HFC-227ea | 270
CPYEN-4-0.2610 | CPYEN-4-0.2610 | 3/4" 360 Degree Nozzle Drill 0.2610 >HFC-227ea | 270
CPYEN-5-0.1660 | CPYEN-5-0.1660 | 1" 180 Degree Nozzle Drill 0.1660 >HFC-227ea | 270
CPYEN-5-0.1695 | CPYEN-5-0.1695 | 1" 180 Degree Nozzle Drill 0.1695 >HFC-227ea | 270
CPYEN-5-0.1719 | CPYEN-5-0.1719 | 1" 180 Degree Nozzle Drill 0.1719 >HFC-227ea | 270
CPYEN-5-0.1730 | CPYEN-5-0.1730 | 1" 180 Degree Nozzle Drill 0.1730 >HFC-227ea | 270
CPYEN-5-0.1770 | CPYEN-5-0.1770 | 1" 180 Degree Nozzle Drill 0.1770 >HFC-227ea | 270
CPYEN-5-0.1800 | CPYEN-5-0.1800 | 1" 180 Degree Nozzle Drill 0.1800 >HFC-227ea | 270
CPYEN-5-0.1820 | CPYEN-5-0.1820 | 1" 180 Degree Nozzle Drill 0.1820 >HFC-227ea | 270
CPYEN-5-0.1850 | CPYEN-5-0.1850 | 1" 180 Degree Nozzle Drill 0.1850 >HFC-227ea | 270
CPYEN-5-0.1875 | CPYEN-5-0.1875 | 1" 180 Degree Nozzle Drill 0.1875 >HFC-227ea | 270
CPYEN-5-0.1890 | CPYEN-5-0.1890 | 1" 180 Degree Nozzle Drill 0.1890 >HFC-227ea | 270
CPYEN-5-0.1910 | CPYEN-5-0.1910 | 1" 180 Degree Nozzle Drill 0.1910 >HFC-227ea | 270
CPYEN-5-0.1935 | CPYEN-5-0.1935 | 1" 180 Degree Nozzle Drill 0.1935 >HFC-227ea | 270
CPYEN-5-0.1960 | CPYEN-5-0.1960 | 1" 180 Degree Nozzle Drill 0.1960 >HFC-227ea | 270
CPYEN-5-0.1990 | CPYEN-5-0.1990 | 1" 180 Degree Nozzle Drill 0.1990 >HFC-227ea | 270
CPYEN-5-0.2010 | CPYEN-5-0.2010 | 1" 180 Degree Nozzle Drill 0.2010 >HFC-227ea | 270
CPYEN-5-0.2031 | CPYEN-5-0.2031 | 1" 180 Degree Nozzle Drill 0.2031 >HFC-227ea | 270
CPYEN-5-0.2040 | CPYEN-5-0.2040 | 1" 180 Degree Nozzle Drill 0.2040 >HFC-227ea | 270
CPYEN-5-0.2055 | CPYEN-5-0.2055 | 1" 180 Degree Nozzle Drill 0.2055 >HFC-227ea | 270
CPYEN-5-0.2090 | CPYEN-5-0.2090 | 1" 180 Degree Nozzle Drill 0.2090 >HFC-227ea | 270
CPYEN-5-0.2130 | CPYEN-5-0.2130 | 1" 180 Degree Nozzle Drill 0.2130 >HFC-227ea | 270
CPYEN-5-0.2187 | CPYEN-5-0.2187 | 1" 180 Degree Nozzle Drill 0.2187 >HFC-227ea | 270
CPYEN-5-0.2210 | CPYEN-5-0.2210 | 1" 180 Degree Nozzle Drill 0.2210 >HFC-227ea | 270
CPYEN-5-0.2340 | CPYEN-5-0.2340 | 1" 180 Degree Nozzle Drill 0.2340 >HFC-227ea | 270
CPYEN-5-0.2344 | CPYEN-5-0.2344 | 1" 180 Degree Nozzle Drill 0.2344 >HFC-227ea | 270
CPYEN-5-0.2380 | CPYEN-5-0.2380 | 1" 180 Degree Nozzle Drill 0.2380 >HFC-227ea | 270
CPYEN-5-0.2420 | CPYEN-5-0.2420 | 1" 180 Degree Nozzle Drill 0.2420 >HFC-227ea | 270
CPYEN-5-0.2460 | CPYEN-5-0.2460 | 1" 180 Degree Nozzle Drill 0.2460 >HFC-227ea | 270
CPYEN-5-0.2500 | CPYEN-5-0.2500 | 1" 180 Degree Nozzle Drill 0.2500 >HFC-227ea | 270
CPYEN-5-0.2570 | CPYEN-5-0.2570 | 1" 180 Degree Nozzle Drill 0.2570 >HFC-227ea | 270
CPYEN-5-0.2610 | CPYEN-5-0.2610 | 1" 180 Degree Nozzle Drill 0.2610 >HFC-227ea | 270
CPYEN-5-0.2656 | CPYEN-5-0.2656 | 1" 180 Degree Nozzle Drill 0.2656 >HFC-227ea | 270
CPYEN-5-0.2660 | CPYEN-5-0.2660 | 1" 180 Degree Nozzle Drill 0.2660 >HFC-227ea | 270
CPYEN-5-0.2720 | CPYEN-5-0.2720 | 1" 180 Degree Nozzle Drill 0.2720 >HFC-227ea | 270
CPYEN-5-0.2770 | CPYEN-5-0.2770 | 1" 180 Degree Nozzle Drill 0.2770 >HFC-227ea | 270
CPYEN-5-0.2810 | CPYEN-5-0.2810 | 1" 180 Degree Nozzle Drill 0.2810 >HFC-227ea | 270
CPYEN-5-0.2812 | CPYEN-5-0.2812 | 1" 180 Degree Nozzle Drill 0.2812 >HFC-227ea | 270
CPYEN-5-0.2900 | CPYEN-5-0.2900 | 1" 180 Degree Nozzle Drill 0.2900 >HFC-227ea | 270
CPYEN-5-0.2950 | CPYEN-5-0.2950 | 1" 180 Degree Nozzle Drill 0.2950 >HFC-227ea | 270
CPYEN-5-0.2969 | CPYEN-5-0.2969 | 1" 180 Degree Nozzle Drill 0.2969 >HFC-227ea | 270
CPYEN-5-0.3020 | CPYEN-5-0.3020 | 1" 180 Degree Nozzle Drill 0.3020 >HFC-227ea | 270
CPYEN-5-0.3125 | CPYEN-5-0.3125 | 1" 180 Degree Nozzle Drill 0.3125 >HFC-227ea | 270
CPYEN-5-0.3160 | CPYEN-5-0.3160 | 1" 180 Degree Nozzle Drill 0.3160 >HFC-227ea | 270
CPYEN-5-0.3230 | CPYEN-5-0.3230 | 1" 180 Degree Nozzle Drill 0.3230 >HFC-227ea | 270
CPYEN-5-0.3281 | CPYEN-5-0.3281 | 1" 180 Degree Nozzle Drill 0.3281 >HFC-227ea | 270
CPYEN-5-0.3320 | CPYEN-5-0.3320 | 1" 180 Degree Nozzle Drill 0.3320 >HFC-227ea | 270
CPYEN-6-0.1660 | CPYEN-6-0.1660 | 1" 360 Degree Nozzle Drill 0.1660 >HFC-227ea | 270
CPYEN-6-0.1695 | CPYEN-6-0.1695 | 1" 360 Degree Nozzle Drill 0.1695 >HFC-227ea | 270
CPYEN-6-0.1719 | CPYEN-6-0.1719 | 1" 360 Degree Nozzle Drill 0.1719 >HFC-227ea | 270
CPYEN-6-0.1730 | CPYEN-6-0.1730 | 1" 360 Degree Nozzle Drill 0.1730 >HFC-227ea | 270
CPYEN-6-0.1770 | CPYEN-6-0.1770 | 1" 360 Degree Nozzle Drill 0.1770 >HFC-227ea | 270
CPYEN-6-0.1800 | CPYEN-6-0.1800 | 1" 360 Degree Nozzle Drill 0.1800 >HFC-227ea | 270
CPYEN-6-0.1820 | CPYEN-6-0.1820 | 1" 360 Degree Nozzle Drill 0.1820 >HFC-227ea | 270
CPYEN-6-0.1850 | CPYEN-6-0.1850 | 1" 360 Degree Nozzle Drill 0.1850 >HFC-227ea | 270
CPYEN-6-0.1875 | CPYEN-6-0.1875 | 1" 360 Degree Nozzle Drill 0.1875 >HFC-227ea | 270
CPYEN-6-0.1890 | CPYEN-6-0.1890 | 1" 360 Degree Nozzle Drill 0.1890 >HFC-227ea | 270
CPYEN-6-0.1910 | CPYEN-6-0.1910 | 1" 360 Degree Nozzle Drill 0.1910 >HFC-227ea | 270
CPYEN-6-0.1935 | CPYEN-6-0.1935 | 1" 360 Degree Nozzle Drill 0.1935 >HFC-227ea | 270
CPYEN-6-0.1960 | CPYEN-6-0.1960 | 1" 360 Degree Nozzle Drill 0.1960 >HFC-227ea | 270
CPYEN-6-0.1990 | CPYEN-6-0.1990 | 1" 360 Degree Nozzle Drill 0.1990 >HFC-227ea | 270
CPYEN-6-0.2010 | CPYEN-6-0.2010 | 1" 360 Degree Nozzle Drill 0.2010 >HFC-227ea | 270
CPYEN-6-0.2031 | CPYEN-6-0.2031 | 1" 360 Degree Nozzle Drill 0.2031 >HFC-227ea | 270
CPYEN-6-0.2040 | CPYEN-6-0.2040 | 1" 360 Degree Nozzle Drill 0.2040 >HFC-227ea | 270
CPYEN-6-0.2055 | CPYEN-6-0.2055 | 1" 360 Degree Nozzle Drill 0.2055 >HFC-227ea | 270
CPYEN-6-0.2090 | CPYEN-6-0.2090 | 1" 360 Degree Nozzle Drill 0.2090 >HFC-227ea | 270
CPYEN-6-0.2130 | CPYEN-6-0.2130 | 1" 360 Degree Nozzle Drill 0.2130 >HFC-227ea | 270
CPYEN-6-0.2187 | CPYEN-6-0.2187 | 1" 360 Degree Nozzle Drill 0.2187 >HFC-227ea | 270
CPYEN-6-0.2210 | CPYEN-6-0.2210 | 1" 360 Degree Nozzle Drill 0.2210 >HFC-227ea | 270
CPYEN-6-0.2340 | CPYEN-6-0.2340 | 1" 360 Degree Nozzle Drill 0.2340 >HFC-227ea | 270
CPYEN-6-0.2344 | CPYEN-6-0.2344 | 1" 360 Degree Nozzle Drill 0.2344 >HFC-227ea | 270
CPYEN-6-0.2380 | CPYEN-6-0.2380 | 1" 360 Degree Nozzle Drill 0.2380 >HFC-227ea | 270
CPYEN-6-0.2420 | CPYEN-6-0.2420 | 1" 360 Degree Nozzle Drill 0.2420 >HFC-227ea | 270
CPYEN-6-0.2460 | CPYEN-6-0.2460 | 1" 360 Degree Nozzle Drill 0.2460 >HFC-227ea | 270
CPYEN-6-0.2500 | CPYEN-6-0.2500 | 1" 360 Degree Nozzle Drill 0.2500 >HFC-227ea | 270
CPYEN-6-0.2570 | CPYEN-6-0.2570 | 1" 360 Degree Nozzle Drill 0.2570 >HFC-227ea | 270
CPYEN-6-0.2610 | CPYEN-6-0.2610 | 1" 360 Degree Nozzle Drill 0.2610 >HFC-227ea | 270
CPYEN-6-0.2656 | CPYEN-6-0.2656 | 1" 360 Degree Nozzle Drill 0.2656 >HFC-227ea | 270
CPYEN-6-0.2660 | CPYEN-6-0.2660 | 1" 360 Degree Nozzle Drill 0.2660 >HFC-227ea | 270
CPYEN-6-0.2720 | CPYEN-6-0.2720 | 1" 360 Degree Nozzle Drill 0.2720 >HFC-227ea | 270
CPYEN-6-0.2770 | CPYEN-6-0.2770 | 1" 360 Degree Nozzle Drill 0.2770 >HFC-227ea | 270
CPYEN-6-0.2810 | CPYEN-6-0.2810 | 1" 360 Degree Nozzle Drill 0.2810 >HFC-227ea | 270
CPYEN-6-0.2812 | CPYEN-6-0.2812 | 1" 360 Degree Nozzle Drill 0.2812 >HFC-227ea | 270
CPYEN-6-0.2900 | CPYEN-6-0.2900 | 1" 360 Degree Nozzle Drill 0.2900 >HFC-227ea | 270
CPYEN-6-0.2950 | CPYEN-6-0.2950 | 1" 360 Degree Nozzle Drill 0.2950 >HFC-227ea | 270
CPYEN-6-0.2969 | CPYEN-6-0.2969 | 1" 360 Degree Nozzle Drill 0.2969 >HFC-227ea | 270
CPYEN-6-0.3020 | CPYEN-6-0.3020 | 1" 360 Degree Nozzle Drill 0.3020 >HFC-227ea | 270
CPYEN-6-0.3125 | CPYEN-6-0.3125 | 1" 360 Degree Nozzle Drill 0.3125 >HFC-227ea | 270
CPYEN-6-0.3160 | CPYEN-6-0.3160 | 1" 360 Degree Nozzle Drill 0.3160 >HFC-227ea | 270
CPYEN-6-0.3230 | CPYEN-6-0.3230 | 1" 360 Degree Nozzle Drill 0.3230 >HFC-227ea | 270
CPYEN-6-0.3281 | CPYEN-6-0.3281 | 1" 360 Degree Nozzle Drill 0.3281 >HFC-227ea | 270
CPYEN-6-0.3320 | CPYEN-6-0.3320 | 1" 360 Degree Nozzle Drill 0.3320 >HFC-227ea | 270
CPYEN-7-0.2187 | CPYEN-7-0.2187 | 1-1/4" 180 Degree Nozzle Drill 0.2187 >HFC-227ea | 270
CPYEN-7-0.2210 | CPYEN-7-0.2210 | 1-1/4" 180 Degree Nozzle Drill 0.2210 >HFC-227ea | 270
CPYEN-7-0.2340 | CPYEN-7-0.2340 | 1-1/4" 180 Degree Nozzle Drill 0.2340 >HFC-227ea | 270
CPYEN-7-0.2344 | CPYEN-7-0.2344 | 1-1/4" 180 Degree Nozzle Drill 0.2344 >HFC-227ea | 270
CPYEN-7-0.2380 | CPYEN-7-0.2380 | 1-1/4" 180 Degree Nozzle Drill 0.2380 >HFC-227ea | 270
CPYEN-7-0.2420 | CPYEN-7-0.2420 | 1-1/4" 180 Degree Nozzle Drill 0.2420 >HFC-227ea | 270
CPYEN-7-0.2460 | CPYEN-7-0.2460 | 1-1/4" 180 Degree Nozzle Drill 0.2460 >HFC-227ea | 270
CPYEN-7-0.2500 | CPYEN-7-0.2500 | 1-1/4" 180 Degree Nozzle Drill 0.2500 >HFC-227ea | 270
CPYEN-7-0.2570 | CPYEN-7-0.2570 | 1-1/4" 180 Degree Nozzle Drill 0.2570 >HFC-227ea | 270
CPYEN-7-0.2610 | CPYEN-7-0.2610 | 1-1/4" 180 Degree Nozzle Drill 0.2610 >HFC-227ea | 270
CPYEN-7-0.2656 | CPYEN-7-0.2656 | 1-1/4" 180 Degree Nozzle Drill 0.2656 >HFC-227ea | 270
CPYEN-7-0.2660 | CPYEN-7-0.2660 | 1-1/4" 180 Degree Nozzle Drill 0.2660 >HFC-227ea | 270
CPYEN-7-0.2720 | CPYEN-7-0.2720 | 1-1/4" 180 Degree Nozzle Drill 0.2720 >HFC-227ea | 270
CPYEN-7-0.2770 | CPYEN-7-0.2770 | 1-1/4" 180 Degree Nozzle Drill 0.2770 >HFC-227ea | 270
CPYEN-7-0.2810 | CPYEN-7-0.2810 | 1-1/4" 180 Degree Nozzle Drill 0.2810 >HFC-227ea | 270
CPYEN-7-0.2812 | CPYEN-7-0.2812 | 1-1/4" 180 Degree Nozzle Drill 0.2812 >HFC-227ea | 270
CPYEN-7-0.2900 | CPYEN-7-0.2900 | 1-1/4" 180 Degree Nozzle Drill 0.2900 >HFC-227ea | 270
CPYEN-7-0.2950 | CPYEN-7-0.2950 | 1-1/4" 180 Degree Nozzle Drill 0.2950 >HFC-227ea | 270
CPYEN-7-0.2969 | CPYEN-7-0.2969 | 1-1/4" 180 Degree Nozzle Drill 0.2969 >HFC-227ea | 270
CPYEN-7-0.3020 | CPYEN-7-0.3020 | 1-1/4" 180 Degree Nozzle Drill 0.3020 >HFC-227ea | 270
CPYEN-7-0.3125 | CPYEN-7-0.3125 | 1-1/4" 180 Degree Nozzle Drill 0.3125 >HFC-227ea | 270
CPYEN-7-0.3160 | CPYEN-7-0.3160 | 1-1/4" 180 Degree Nozzle Drill 0.3160 >HFC-227ea | 270
CPYEN-7-0.3230 | CPYEN-7-0.3230 | 1-1/4" 180 Degree Nozzle Drill 0.3230 >HFC-227ea | 270
CPYEN-7-0.3281 | CPYEN-7-0.3281 | 1-1/4" 180 Degree Nozzle Drill 0.3281 >HFC-227ea | 270
CPYEN-7-0.3320 | CPYEN-7-0.3320 | 1-1/4" 180 Degree Nozzle Drill 0.3320 >HFC-227ea | 270
CPYEN-7-0.3390 | CPYEN-7-0.3390 | 1-1/4" 180 Degree Nozzle Drill 0.3390 >HFC-227ea | 270
CPYEN-7-0.3437 | CPYEN-7-0.3437 | 1-1/4" 180 Degree Nozzle Drill 0.3437 >HFC-227ea | 270
CPYEN-7-0.3480 | CPYEN-7-0.3480 | 1-1/4" 180 Degree Nozzle Drill 0.3480 >HFC-227ea | 270
CPYEN-7-0.3580 | CPYEN-7-0.3580 | 1-1/4" 180 Degree Nozzle Drill 0.3580 >HFC-227ea | 270
CPYEN-7-0.3594 | CPYEN-7-0.3594 | 1-1/4" 180 Degree Nozzle Drill 0.3594 >HFC-227ea | 270
CPYEN-7-0.3680 | CPYEN-7-0.3680 | 1-1/4" 180 Degree Nozzle Drill 0.3680 >HFC-227ea | 270
CPYEN-7-0.3750 | CPYEN-7-0.3750 | 1-1/4" 180 Degree Nozzle Drill 0.3750 >HFC-227ea | 270
CPYEN-7-0.3770 | CPYEN-7-0.3770 | 1-1/4" 180 Degree Nozzle Drill 0.3770 >HFC-227ea | 270
CPYEN-7-0.3860 | CPYEN-7-0.3860 | 1-1/4" 180 Degree Nozzle Drill 0.3860 >HFC-227ea | 270
CPYEN-7-0.3906 | CPYEN-7-0.3906 | 1-1/4" 180 Degree Nozzle Drill 0.3906 >HFC-227ea | 270
CPYEN-7-0.3970 | CPYEN-7-0.3970 | 1-1/4" 180 Degree Nozzle Drill 0.3970 >HFC-227ea | 270
CPYEN-7-0.4040 | CPYEN-7-0.4040 | 1-1/4" 180 Degree Nozzle Drill 0.4040 >HFC-227ea | 270
CPYEN-7-0.4062 | CPYEN-7-0.4062 | 1-1/4" 180 Degree Nozzle Drill 0.4062 >HFC-227ea | 270
CPYEN-7-0.4130 | CPYEN-7-0.4130 | 1-1/4" 180 Degree Nozzle Drill 0.4130 >HFC-227ea | 270
CPYEN-7-0.4219 | CPYEN-7-0.4219 | 1-1/4" 180 Degree Nozzle Drill 0.4219 >HFC-227ea | 270
CPYEN-7-0.4375 | CPYEN-7-0.4375 | 1-1/4" 180 Degree Nozzle Drill 0.4375 >HFC-227ea | 270
CPYEN-8-0.2187 | CPYEN-8-0.2187 | 1-1/4" 360 Degree Nozzle Drill 0.2187 >HFC-227ea | 270
CPYEN-8-0.2210 | CPYEN-8-0.2210 | 1-1/4" 360 Degree Nozzle Drill 0.2210 >HFC-227ea | 270
CPYEN-8-0.2340 | CPYEN-8-0.2340 | 1-1/4" 360 Degree Nozzle Drill 0.2340 >HFC-227ea | 270
CPYEN-8-0.2344 | CPYEN-8-0.2344 | 1-1/4" 360 Degree Nozzle Drill 0.2344 >HFC-227ea | 270
CPYEN-8-0.2380 | CPYEN-8-0.2380 | 1-1/4" 360 Degree Nozzle Drill 0.2380 >HFC-227ea | 270
CPYEN-8-0.2420 | CPYEN-8-0.2420 | 1-1/4" 360 Degree Nozzle Drill 0.2420 >HFC-227ea | 270
CPYEN-8-0.2460 | CPYEN-8-0.2460 | 1-1/4" 360 Degree Nozzle Drill 0.2460 >HFC-227ea | 270
CPYEN-8-0.2500 | CPYEN-8-0.2500 | 1-1/4" 360 Degree Nozzle Drill 0.2500 >HFC-227ea | 270
CPYEN-8-0.2570 | CPYEN-8-0.2570 | 1-1/4" 360 Degree Nozzle Drill 0.2570 >HFC-227ea | 270
CPYEN-8-0.2610 | CPYEN-8-0.2610 | 1-1/4" 360 Degree Nozzle Drill 0.2610 >HFC-227ea | 270
CPYEN-8-0.2656 | CPYEN-8-0.2656 | 1-1/4" 360 Degree Nozzle Drill 0.2656 >HFC-227ea | 270
CPYEN-8-0.2660 | CPYEN-8-0.2660 | 1-1/4" 360 Degree Nozzle Drill 0.2660 >HFC-227ea | 270
CPYEN-8-0.2720 | CPYEN-8-0.2720 | 1-1/4" 360 Degree Nozzle Drill 0.2720 >HFC-227ea | 270
CPYEN-8-0.2770 | CPYEN-8-0.2770 | 1-1/4" 360 Degree Nozzle Drill 0.2770 >HFC-227ea | 270
CPYEN-8-0.2810 | CPYEN-8-0.2810 | 1-1/4" 360 Degree Nozzle Drill 0.2810 >HFC-227ea | 270
CPYEN-8-0.2812 | CPYEN-8-0.2812 | 1-1/4" 360 Degree Nozzle Drill 0.2812 >HFC-227ea | 270
CPYEN-8-0.2900 | CPYEN-8-0.2900 | 1-1/4" 360 Degree Nozzle Drill 0.2900 >HFC-227ea | 270
CPYEN-8-0.2950 | CPYEN-8-0.2950 | 1-1/4" 360 Degree Nozzle Drill 0.2950 >HFC-227ea | 270
CPYEN-8-0.2969 | CPYEN-8-0.2969 | 1-1/4" 360 Degree Nozzle Drill 0.2969 >HFC-227ea | 270
CPYEN-8-0.3020 | CPYEN-8-0.3020 | 1-1/4" 360 Degree Nozzle Drill 0.3020 >HFC-227ea | 270
CPYEN-8-0.3125 | CPYEN-8-0.3125 | 1-1/4" 360 Degree Nozzle Drill 0.3125 >HFC-227ea | 270
CPYEN-8-0.3160 | CPYEN-8-0.3160 | 1-1/4" 360 Degree Nozzle Drill 0.3160 >HFC-227ea | 270
CPYEN-8-0.3230 | CPYEN-8-0.3230 | 1-1/4" 360 Degree Nozzle Drill 0.3230 >HFC-227ea | 270
CPYEN-8-0.3281 | CPYEN-8-0.3281 | 1-1/4" 360 Degree Nozzle Drill 0.3281 >HFC-227ea | 270
CPYEN-8-0.3320 | CPYEN-8-0.3320 | 1-1/4" 360 Degree Nozzle Drill 0.3320 >HFC-227ea | 270
CPYEN-8-0.3390 | CPYEN-8-0.3390 | 1-1/4" 360 Degree Nozzle Drill 0.3390 >HFC-227ea | 270
CPYEN-8-0.3437 | CPYEN-8-0.3437 | 1-1/4" 360 Degree Nozzle Drill 0.3437 >HFC-227ea | 270
CPYEN-8-0.3480 | CPYEN-8-0.3480 | 1-1/4" 360 Degree Nozzle Drill 0.3480 >HFC-227ea | 270
CPYEN-8-0.3580 | CPYEN-8-0.3580 | 1-1/4" 360 Degree Nozzle Drill 0.3580 >HFC-227ea | 270
CPYEN-8-0.3594 | CPYEN-8-0.3594 | 1-1/4" 360 Degree Nozzle Drill 0.3594 >HFC-227ea | 270
CPYEN-8-0.3680 | CPYEN-8-0.3680 | 1-1/4" 360 Degree Nozzle Drill 0.3680 >HFC-227ea | 270
CPYEN-8-0.3750 | CPYEN-8-0.3750 | 1-1/4" 360 Degree Nozzle Drill 0.3750 >HFC-227ea | 270
CPYEN-8-0.3770 | CPYEN-8-0.3770 | 1-1/4" 360 Degree Nozzle Drill 0.3770 >HFC-227ea | 270
CPYEN-8-0.3860 | CPYEN-8-0.3860 | 1-1/4" 360 Degree Nozzle Drill 0.3860 >HFC-227ea | 270
CPYEN-8-0.3906 | CPYEN-8-0.3906 | 1-1/4" 360 Degree Nozzle Drill 0.3906 >HFC-227ea | 270
CPYEN-8-0.3970 | CPYEN-8-0.3970 | 1-1/4" 360 Degree Nozzle Drill 0.3970 >HFC-227ea | 270
CPYEN-8-0.4040 | CPYEN-8-0.4040 | 1-1/4" 360 Degree Nozzle Drill 0.4040 >HFC-227ea | 270
CPYEN-8-0.4062 | CPYEN-8-0.4062 | 1-1/4" 360 Degree Nozzle Drill 0.4062 >HFC-227ea | 270
CPYEN-8-0.4130 | CPYEN-8-0.4130 | 1-1/4" 360 Degree Nozzle Drill 0.4130 >HFC-227ea | 270
CPYEN-8-0.4219 | CPYEN-8-0.4219 | 1-1/4" 360 Degree Nozzle Drill 0.4219 >HFC-227ea | 270
CPYEN-8-0.4375 | CPYEN-8-0.4375 | 1-1/4" 360 Degree Nozzle Drill 0.4375 >HFC-227ea | 270
CPYEN-9-0.2570 | CPYEN-9-0.2570 | 1-1/2" 180 Degree Nozzle Drill 0.2570 >HFC-227ea | 273
CPYEN-9-0.2610 | CPYEN-9-0.2610 | 1-1/2" 180 Degree Nozzle Drill 0.2610 >HFC-227ea | 273
CPYEN-9-0.2656 | CPYEN-9-0.2656 | 1-1/2" 180 Degree Nozzle Drill 0.2656 >HFC-227ea | 273
CPYEN-9-0.2660 | CPYEN-9-0.2660 | 1-1/2" 180 Degree Nozzle Drill 0.2660 >HFC-227ea | 273
CPYEN-9-0.2720 | CPYEN-9-0.2720 | 1-1/2" 180 Degree Nozzle Drill 0.2720 >HFC-227ea | 273
CPYEN-9-0.2770 | CPYEN-9-0.2770 | 1-1/2" 180 Degree Nozzle Drill 0.2770 >HFC-227ea | 273
CPYEN-9-0.2810 | CPYEN-9-0.2810 | 1-1/2" 180 Degree Nozzle Drill 0.2810 >HFC-227ea | 273
CPYEN-9-0.2812 | CPYEN-9-0.2812 | 1-1/2" 180 Degree Nozzle Drill 0.2812 >HFC-227ea | 273
CPYEN-9-0.2900 | CPYEN-9-0.2900 | 1-1/2" 180 Degree Nozzle Drill 0.2900 >HFC-227ea | 273
CPYEN-9-0.2950 | CPYEN-9-0.2950 | 1-1/2" 180 Degree Nozzle Drill 0.2950 >HFC-227ea | 273
CPYEN-9-0.2969 | CPYEN-9-0.2969 | 1-1/2" 180 Degree Nozzle Drill 0.2969 >HFC-227ea | 273
CPYEN-9-0.3020 | CPYEN-9-0.3020 | 1-1/2" 180 Degree Nozzle Drill 0.3020 >HFC-227ea | 273
CPYEN-9-0.3125 | CPYEN-9-0.3125 | 1-1/2" 180 Degree Nozzle Drill 0.3125 >HFC-227ea | 273
CPYEN-9-0.3160 | CPYEN-9-0.3160 | 1-1/2" 180 Degree Nozzle Drill 0.3160 >HFC-227ea | 273
CPYEN-9-0.3230 | CPYEN-9-0.3230 | 1-1/2" 180 Degree Nozzle Drill 0.3230 >HFC-227ea | 273
CPYEN-9-0.3281 | CPYEN-9-0.3281 | 1-1/2" 180 Degree Nozzle Drill 0.3281 >HFC-227ea | 273
CPYEN-9-0.3320 | CPYEN-9-0.3320 | 1-1/2" 180 Degree Nozzle Drill 0.3320 >HFC-227ea | 273
CPYEN-9-0.3390 | CPYEN-9-0.3390 | 1-1/2" 180 Degree Nozzle Drill 0.3390 >HFC-227ea | 273
CPYEN-9-0.3437 | CPYEN-9-0.3437 | 1-1/2" 180 Degree Nozzle Drill 0.3437 >HFC-227ea | 273
CPYEN-9-0.3480 | CPYEN-9-0.3480 | 1-1/2" 180 Degree Nozzle Drill 0.3480 >HFC-227ea | 273
CPYEN-9-0.3580 | CPYEN-9-0.3580 | 1-1/2" 180 Degree Nozzle Drill 0.3580 >HFC-227ea | 273
CPYEN-9-0.3594 | CPYEN-9-0.3594 | 1-1/2" 180 Degree Nozzle Drill 0.3594 >HFC-227ea | 273
CPYEN-9-0.3680 | CPYEN-9-0.3680 | 1-1/2" 180 Degree Nozzle Drill 0.3680 >HFC-227ea | 273
CPYEN-9-0.3750 | CPYEN-9-0.3750 | 1-1/2" 180 Degree Nozzle Drill 0.3750 >HFC-227ea | 273
CPYEN-9-0.3770 | CPYEN-9-0.3770 | 1-1/2" 180 Degree Nozzle Drill 0.3770 >HFC-227ea | 273
CPYEN-9-0.3860 | CPYEN-9-0.3860 | 1-1/2" 180 Degree Nozzle Drill 0.3860 >HFC-227ea | 273
CPYEN-9-0.3906 | CPYEN-9-0.3906 | 1-1/2" 180 Degree Nozzle Drill 0.3906 >HFC-227ea | 273
CPYEN-9-0.3970 | CPYEN-9-0.3970 | 1-1/2" 180 Degree Nozzle Drill 0.3970 >HFC-227ea | 273
CPYEN-9-0.4040 | CPYEN-9-0.4040 | 1-1/2" 180 Degree Nozzle Drill 0.4040 >HFC-227ea | 273
CPYEN-9-0.4062 | CPYEN-9-0.4062 | 1-1/2" 180 Degree Nozzle Drill 0.4062 >HFC-227ea | 273
CPYEN-9-0.4130 | CPYEN-9-0.4130 | 1-1/2" 180 Degree Nozzle Drill 0.4130 >HFC-227ea | 273
CPYEN-9-0.4219 | CPYEN-9-0.4219 | 1-1/2" 180 Degree Nozzle Drill 0.4219 >HFC-227ea | 273
CPYEN-9-0.4375 | CPYEN-9-0.4375 | 1-1/2" 180 Degree Nozzle Drill 0.4375 >HFC-227ea | 273
CPYEN-9-0.4531 | CPYEN-9-0.4531 | 1-1/2" 180 Degree Nozzle Drill 0.4531 >HFC-227ea | 273
CPYEN-9-0.4688 | CPYEN-9-0.4688 | 1-1/2" 180 Degree Nozzle Drill 0.4688 >HFC-227ea | 273
CPYEN-9-0.4844 | CPYEN-9-0.4844 | 1-1/2" 180 Degree Nozzle Drill 0.4844 >HFC-227ea | 273
CPYEN-9-0.5000 | CPYEN-9-0.5000 | 1-1/2" 180 Degree Nozzle Drill 0.5000 >HFC-227ea | 273
CPY-PLT | CPY-PLT | SINORIX PILOT CYLINDER | 4049
VSW-202 | FREEDOWNLOAD | ASPIRE2 PIPE NETWORK DESIGN VERIFICATION TOOL SUPPORTS NEW AND EXISTING SMOKE DETECTION PRODUCTS (FREE WEB DOWNLOAD) | 0
VSW-100 | FREEDOWNLOAD | VESDA SYSTEM CONFIGURATOR (FSC) FIELD MANAGEMENT SOFTWARE PROGRAM TO SUPPORT THE VESDA SMOKE DETECTOR RANGE OF PRODUCTS(INCLUDES VESDAnet LaserFOCUS) PROVIDES AN IMPROVED AND FLEXIBLE APPROACH TO MANAGING REPLACES V-CONFIG PRODETECTORS IN THE FIELD. REPLACES V-CONFIG PRO SOFTWARE (FREE WEB DOWNLOAD) | 0
CCA-OP-OPC | P55802-Y100-A300 | License for the option to expose all data points as OPC Server data points to a third-party OPC Client | 12591
CCA-OP-AS-TR | P55802-Y103-A300 | License for the Assisted Event Treatment Option | 4197
CCA-OP-RE-PR | P55802-Y104-A300 | License for the Reaction Processor Options | 6726
CCA-CMPT-DMS | P55802-Y110-A100 | Fire/DMS Compact Feature Set license (Includes 3 client licenses and 500 Fire Safety devices) | 9497
CCA-CMPT-DMS-U | P55802-Y110-A500 | Upsell license to convert Fire/DMS Compact Feature Set to Standard Feature Set | 32436
CCA-STD-FSET | P55802-Y114-A100 | Standard Feature Set license (Includes 1 client license) | 15066
CCA-STD-FSET-PSM | P55802-Y114-D100 | License for Privileged Software Migration (PSM) for Standard Feature Set license | 4172
CCA-STD-FSET-SSM | P55802-Y114-E100 | License for Standard Software Migration (SSM) for Standard Feature Set license | 12517
CCA-1-CL | P55802-Y119-A200 | License for 1 additional Client | 4950
CCA-1-CL-PSM | P55802-Y119-D200 | License for Privileged Software Migration (PSM) for 1 additional Client | 1371
CCA-1-CL-SSM | P55802-Y119-E200 | License for Standard Software Migration (SSM) for 1 additional Client | 4172
CCA-MAX-CL | P55802-Y120-A200 | License for Unlimited Clients | 53001
CCA-100-SCADA | P55802-Y124-A412 | License for 100 SCADA points (OPC client points, Mobbus objects, SNMP devices, etc.) | 2047
CCA-500-SCADA | P55802-Y124-A452 | License for 500 SCADA points (OPC client points, Mobbus objects, SNMP devices, etc.) | 8391
CCA-5000-SCADA | P55802-Y124-A453 | License for 5000 SCADA points (OPC client points, Mobbus objects, SNMP devices, etc.) | 61991
CCA-OP-RENO | P55802-Y126-A300 | License for Remote Notification Option | 7533
CCA-OP-GRAPH-ED | P55802-Y127-A300 | Graphics Editor Option to edit graphics without engineering license | 9416
CCA-ENG | P55802-Y130-A100 | Engineering License (Valid for 12 months. Requires Model CMD.04) | 2556
CCA-STARTUP-BASE | P55802-Y131-A100 | Startup License (Valid for 2 months) | 404
CCA-OP-LOG-V | P55802-Y132-A300 | License for the Log Viewer and Detailed Log | 4116
CCA-DEMO | P55802-Y140-A100 | Demo License (Valid for 12 months) | 538
CCA-100-FIRE | P55802-Y158-A412 | License for 100 addressable Fire Safety devices | 1967
CCA-10000-FIRE | P55802-Y158-A414 | License for 10,000 addressable Fire Safety devices. | 107491
CCA-500-FIRE | P55802-Y158-A452 | License for 500 addressable Fire Safety devices | 6719
CCA-5000-FIRE | P55802-Y158-A453 | License for 5,000 addressable Fire Safety devices | 60464
CCA-100-FIRE-PSM | P55802-Y158-D412 | License for Privileged Software Migration (PSM) for 100 addressable Fire Safety devices | 544
CCA-10000-FIRE-PSM | P55802-Y158-D414 | License for Privileged Software Migration (PSM) for 10,000 addressable Fire Safety devices. | 29767
CCA-500-FIRE-PSM | P55802-Y158-D452 | License for Privileged Software Migration (PSM) for 500 addressable Fire Safety devices | 1860
CCA-5000-FIRE-PSM | P55802-Y158-D453 | License for Privileged Software Migration (PSM) for 5,000 addressable Fire Safety devices | 16744
CCA-100-FIRE-SSM | P55802-Y158-E412 | License for Standard Software Migration (SSM) for 100 addressable Fire Safety devices | 1633
CCA-10000-FIRE-SSM | P55802-Y158-E414 | License for Standard Software Migration (SSM) for 10,000 addressable Fire Safety devices | 89301
CCA-500-FIRE-SSM | P55802-Y158-E452 | License for Standard Software Migration (SSM) for 500 addressable Fire Safety devices | 5581
CCA-5000-FIRE-SSM | P55802-Y158-E453 | License for Standard Software Migration (SSM) for 5,000 addressable Fire Safety devices | 50232
CCA-V-PLUS | P55802-Y159-A300 | License for Video Option Plus (use with embedded VMS. Includes SiVMS 200 embedded, 8 monitors, and 8 embedded cameras) | 8331
CCA-V-16MON | P55802-Y160-A401 | License for 16 monitors | 8331
CCA-V-128MON | P55802-Y160-A412 | License for 128 monitors | 48372
CCA-V-16EXTC | P55802-Y161-A401 | License for 16 external cameras | 6530
CCA-V-128EXTC | P55802-Y161-A412 | License for 128 external cameras | 37622
CCA-V-16EMBC | P55802-Y162-A401 | License for 16 embedded cameras | 8331
CCA-OP-WS-LIVE | P55802-Y163-A300 | License for live data for the Mobile App (up to 5 concurrent mobile apps users) | 4116
CCA-OP-WS-CMD | P55802-Y166-A300 | License for object commanding in the Mobile App | 4116
CCA-OP-WS-ADD | P55802-Y167-A300 | License to add 1 more concurrent Mobile App user | 823
CCA-1-INT-TK | P55802-Y180-A410 | License for 1 Integration Token | 811
CCA-1-SUR-UNIT | P55802-Y900-B410 | Subscription Renewal (extend subscription expiration date by 1 year) | 59
CCA-1-SUS-UNIT | P55802-Y900-C410 | Subscription reStart (set subscription expiration date to 1 year after order date) | 118
ST-CMC-R-MNS-ALERT | S54301-Z103-A1 | MNS Clear Strobe multi CD wall Red -ALERT | 119
ST-CMC-CR-MNS-ALRT | S54301-Z104-A1 | MNS Clear Strobe multi CD ceiling Red - ALERT | 119
SET-CMC-R-MNS-ALRT | S54301-Z105-A1 | MNS Clear Speaker Strobe multi CD Wall Red - ALERT | 235
SET-CMC-CR-MNS-ALR | S54301-Z106-A1 | MNS Clear Speaker Strobe multi CD Ceiling Red - ALERT | 235
ST-CMC-RETRO-R-MNS | S54301-Z107-A1 | MNS Clear Strobe multi CD wall Red RETRO PLATE - ALERT | 154
ST-AMC-W-MNS-ALERT | S54301-Z73-A1 | MNS Amber Strobe multi CD wall White -ALERT | 143
ST-AMC-CW-MNS-ALRT | S54301-Z74-A1 | MNS Amber Strobe multi CD ceiling White - ALERT | 176
SET-AMC-W-MNS-ALRT | S54301-Z75-A1 | MNS Amber Speaker Strobe multi CD Wall White - ALERT | 299
SET-AMC-CW-MNS-ALR | S54301-Z76-A1 | MNS Amber Speaker Strobe multi CD Ceiling White - ALERT | 299
ST-AMC-RETRO-W-MNS | S54301-Z77-A1 | MNS Amber Strobe multi CD wall white RETRO PLATE - ALERT | 196
ST-AMC-R-MNS-ALERT | S54301-Z83-A1 | MNS Amber Strobe multi CD wall Red -ALERT | 143
ST-AMC-CR-MNS-ALRT | S54301-Z84-A1 | MNS Amber Strobe multi CD ceiling Red - ALERT | 143
SET-AMC-R-MNS-ALRT | S54301-Z85-A1 | MNS Amber Speaker Strobe multi CD Wall Red - ALERT | 235
SET-AMC-CR-MNS-ALR | S54301-Z86-A1 | MNS Amber Speaker Strobe multi CD Ceiling Red - ALERT | 299
ST-AMC-RETRO-R-MNS | S54301-Z87-A1 | MNS Amber Strobe multi CD wall Red RETRO PLATE - ALERT | 196
ST-CMC-W-MNS-ALERT | S54301-Z93-A1 | MNS Clear Strobe multi CD wall White -ALERT | 119
ST-CMC-CW-MNS-ALRT | S54301-Z94-A1 | MNS Clear Strobe multi CD ceiling White - ALERT | 119
SET-CMC-W-MNS-ALRT | S54301-Z95-A1 | MNS Clear Speaker Strobe multi CD Wall White - ALERT | 235
SET-CMC-CW-MNS-ALR | S54301-Z96-A1 | MNS Clear Speaker Strobe multi CD Ceiling White - ALERT | 235
ST-CMC-RETRO-W-MNS | S54301-Z97-A1 | MNS Clear Strobe multi CD wall white RETRO PLATE - ALERT | 154
FDCIO-EOL | S54312-F7-A1 | EOL resistors for FDCIO422 100 Ohm, Bag containing Qty of 50 Resistors | 293
FDBZ492 | S54319-B22-A1 | DUCT HOUSING - 2 WIRE WITHOUT RELAY | 246
FDBZ492-HR | S54319-B23-A1 | DUCT HOUSING - 2 WIRE WITH RELAY FOR ADDRESSABLE SYSTEMS | 272
FDBZ492-R | S54319-B24-A1 | DUCT HOUSING - 2 WIRE WITH RELAY FOR CONVENTIONAL SYSTEMS | 261
FDBZ492-PR | S54319-B25-A1 | DUCT HOUSING - 4 WIRE WITH RELAY AND BUILT-IN POWER SOURCE | 356
FDBZ-WT | S54319-B26-A1 | Water Tight Housing (NEMA 4X) | 1735
USCG-HPLATE | S54319-F22-A1 | Metal cover plate for HTRI Series modules | 175
HLIM-Z | S54319-F30-A1 | LINE ISOLATOR - Country of Origin (non China) | 173
FDBZ492-RTL | S54319-S27-A1 | REMOTE TEST LAMP AND KEYSWITCH FOR MANUAL TESTING OF FDBZ492-R, FDBZ492-HR, FDBZ492-RP | 155
ABHW-4B | S54320-F13-A1 | Buzzer Version Audible Base (standard 3,000 Hz tone) | 146
ABHW-4BZ | S54320-F13-A2 | ABHW-4BZ AUDIBLE BASE | 172
ABHW-4S | S54320-F14-A1 | Sleeping Room Version , 520 Hz Low Frequency Audible Base | 164
ABHW-4SZ | S54320-F14-A2 | ABHW-4SZ AUDIBLE BASE | 193
ABHW-INSERT | S54320-F15-A1 | ABHW Base Mounting Screw Insert (Screw Cover) - bag of 50 | 22
OP921 | S54320-F4-A2 | Optical Smoke Detector | 141
HI921 | S54320-F5-A2 | Heat Detector | 137
OH921 | S54320-F6-A2 | Optical & Thermal Detector | 154
OOH941 | S54320-F7-A2 | Dual Optical / Heat Detector | 217
OOHC941 | S54320-F8-A2 | Dual Optical / Heat / Carbon Monoxide Detector | 349
HMS-DE | S54321-A3-A1 | DOUBLE ACTION MANUAL STATION (SPANISH TEXT) | 275
HMS-DP | S54321-A4-A1 | DOUBLE ACTION MANUAL STATION PORTUGESE TEXT) | 275
HMS-SE | S54321-A5-A1 | SINGLE ACTION MANUAL STATION (SPANISH TEXT) | 293
HMS-SP | S54321-A6-A1 | SINGLE ACTION MANUAL STATION PORTUGESE TEXT) | 293
XMS-DP | S54321-F10-A1 | XMS-DP Address,DBL act,Iso Portuguese | 236
XMS-SE | S54321-F11-A1 | XMS-SE Address, single act, Iso Spanish | 221
XMS-DE | S54321-F12-A1 | XMS-DE Address, DBL act, Iso Spanish | 236
XMS-51 | S54321-F15-A1 | XMS-51 Conv Single Action | 168
XMS-501 | S54321-F16-A1 | XMS-501 Conv DBL Act | 152
XMH-501 | S54321-F18-A1 | XMH-501 Conv DBL Act Agent Release | 152
XMS-M | S54321-F19-A1 | XMS-M Adres Single Act Iso,metal Cover | 259
SMBOX-XMP | S54321-F20-A1 | SMBOX-XMP Surface Mt Box,X-series MPS | 89
APLT-XMP | S54321-F21-A1 | APLT-XMP Adpt Plate for legacy Mt Boxes | 54
4DGBOX-XMP | S54321-F22-A1 | 4DGBOX-XMP Adpt Plt 4"Box ,Dbl Gng Box | 54
HMS-DZ | S54321-F5-A1 | MANUAL STATION -DUAL ACTION - Country of Origin (non China) | 306
HMS-SZ | S54321-F6-A1 | MANUAL STATION - SINGLE ACTION - Country of Origin (non China) | 517
XMS-S | S54321-F7-A1 | XMS-S Address, single act MPS Isolation | 221
XMS-D | S54321-F8-A1 | XMS-D Address, double act MPS Isolation | 236
XMS-SP | S54321-F9-A1 | XMS-SP Adress,sngle act,Iso Portuguese | 221
HTRI-DZ | S54322-F10-A1 | Dual Input Monitor Module - Country of Origin (non China) | 367
HTRI-MZ | S54322-F11-A1 | Mini Single Input Module - Country of Origin (non China) | 451
HTRI-RZ | S54322-F12-A1 | Single Input Monitor Module with Relay - Country of Origin (non China) | 346
HTRI-SZ | S54322-F13-A1 | Single Input Monitor Module - Country of Origin (non China) | 323
HZM-Z | S54322-F14-A1 | CONVENTIONAL ZONE MODULE - Country of Origin (non China) | 335
FDCIO422 | S54322-F4-A1 | 4 Input / 4 Output Monitor Module | 389
TB-EOL | S54322-F4-A2 | Terminal Block for EOL resistors | 366
HCP-Z | S54322-F9-A1 | Intelligent Control Point - Country of Origin (non China) | 458
LFSBB-W | S54329-A10-A1 | Low Frequency Sounder Surface Backbox - White | 31
SEH-AMC-CW-ALERT | S54329-A11-A1 | SPK-ST,CLG,AMB,ALR,W | 213
SEH-AMC-W-ALERT | S54329-A12-A1 | SPK-ST,WALL,AMB,ALR,W | 213
SEFH-AMC-W-ALERT | S54329-A13-A1 | SPK-ST,WALL,AMB,ALR,W | 213
SEFH-AMC-CW-ALERT | S54329-A14-A1 | SPK-ST,CLG,AMB,ALR,W | 213
SEFH-AHMC-CW-ALERT | S54329-A15-A1 | SPK-ST,CLG,AMB,ALR,W | 232
SEH-W-ALERT | S54329-A16-A1 | SPK,WALL,ALR,W | 108
SEH-MC-R-ALERT | S54329-A17-A1 | SPK-ST,WALL,ALR,R | 205
SEH-MC-W-ALERT | S54329-A18-A1 | SPK-ST,WALL,ALR,W | 205
SEH-HMC-W-ALERT | S54329-A19-A1 | SPK-ST,WALL,ALR,W | 223
SEH-MC-W-BLANK | S54329-A20-A1 | SPK-ST,WALL,BLNK,W | 205
SEH-CW-ALERT | S54329-A21-A1 | SPK,CLG,ALR,W | 108
SEH-MC-CW-ALERT | S54329-A24-A1 | SPK-ST,CLG,ALR,W | 205
SEH-MC-CW-BLANK | S54329-A25-A1 | SPK-ST,CLG,BLNK,W | 205
SEFH-MC-R-ALERT | S54329-A27-A1 | SPK-ST,WALL,ALR,R | 205
SEFH-MC-W-ALERT | S54329-A28-A1 | SPK,ST,WALL,ALR,W | 205
SEFH-MC-W-BLANK | S54329-A29-A1 | SPK-ST,WALL,BLNK,W | 205
SEFH-MC-CR-ALERT | S54329-A30-A1 | SPK-ST,CLG,ALR,R | 205
SEFH-MC-CW-ALERT | S54329-A31-A1 | SPK-ST,CLG,ALR,W | 205
SEFH-MC-CR | S54329-A32-A1 | SPK-ST,CLG,R | 205
SEFH-HMC-CR-ALERT | S54329-A33-A1 | SPK-ST,CLG,ALR,R | 214
SEFH-HMC-CW-ALERT | S54329-A34-A1 | SPK-ST,CLG,ALR,W | 214
SEFH-HMC-CR | S54329-A35-A1 | SPK,ST,CLG,R | 223
SEFH-MC-CW-BLANK | S54329-A36-A1 | SPK-ST,CLG,BLNK,W | 205
LFSBB-R | S54329-A9-A1 | Low Frequency Sounder Surface Backbox - Red | 31
SLHCR-N | S54329-F12-A1 | SLHCR-N HRN,CLG,RED | 72
SLHCW-N | S54329-F12-A2 | SLHCW-N HRN,CLG,WHT | 72
SLHSCW-F | S54329-F13-A1 | SLHSCW-F HRN/ST,CLG,WHT,FIRE | 132
SLHSCR-F | S54329-F13-A2 | SLHSCR-F HRN/ST,CLG,RED,FIRE | 132
SLHSCR-FB | S54329-F14-A1 | SLHSCR-FB HRN/ST,CLG,RED,PICTOGRAM | 132
SLHSCW-FB | S54329-F14-A2 | SLHSCW-FB HRN/ST,CLG,WHT,PICTOGRAM | 132
SLSCW-F | S54329-F15-A1 | SLSCW-F ST,CLG,WHT,FIRE | 100
SLSCR-F | S54329-F15-A2 | SLSCR-F ST,CLG,RED,FIRE | 100
SLSCW-FB | S54329-F16-A1 | SLSCW-FB ST,CLG,WHT,FIRE,FEU | 100
SLSCR-FB | S54329-F16-A2 | SLSCR-FB ST,CLG,RED,FIRE,FEU | 100
SLSCW-AL | S54329-F17-A1 | SLSCW-AL ST,CLG,WHT,ALERT | 118
SLSCR-AL | S54329-F17-A2 | SLSCR-AL ST,CLG,RED,ALERT | 118
SLSCW-ALA | S54329-F18-A1 | SLSCW-ALA ST,CLG,WHT,ALERT,AMBER | 139
SLSCR-ALA | S54329-F18-A2 | SLSCR-ALA ST,CLG,RED,ALERT,AMBER | 139
SLSCW-NA | S54329-F19-A1 | SLSCW-NA ST,CLG,WHT,NO-TXT,AMBER | 139
SLSCR-NA | S54329-F19-A2 | SLSCR-NA ST,CLG,RED,NO-TXT,AMBER | 139
SLSCW-N | S54329-F20-A1 | SLSCW-N ST,CLG,WHT,NO-TXT | 132
SLSCR-N | S54329-F20-A2 | SLSCR-N ST,CLG,RED,NO-TXT | 132
SLSBBR | S54329-F21-A1 | SLSBBR BACKBOX,RED | 21
SLSBBW | S54329-F21-A2 | SLSBBW BACKBOX,WHITE | 21
SLHSWR-F | S54329-F22-A1 | SLHSWR-F HRN/ST,WALL,RED,FIRE | 132
SLHSWW-F | S54329-F22-A2 | SLHSWW-F HRN/ST,WALL,WHT,FIRE | 132
SLHWR | S54329-F23-A1 | SLHWR HRN,WALL,RED | 72
SLHWW | S54329-F23-A2 | SLHWW HRN,WALL,WHT | 72
SLHSWR-FB | S54329-F24-A1 | SLHSWR-FB HRN/ST,WALL,RED,PICTOGRAM | 132
SLHSWW-FB | S54329-F24-A2 | SLHSWW-FB HRN/ST,WALL,WHT,PICTOGRAM | 132
SLSWR-F | S54329-F25-A1 | SLSWR-F ST,WALL,RED,FIRE | 98
SLSWW-F | S54329-F25-A2 | SLSWW-F ST,WALL,WHT,FIRE | 98
SLSWW-FB | S54329-F26-A1 | SLSWW-FB ST,WALL,WHT,PICTOGRAM | 98
SLSWR-FB | S54329-F26-A2 | SLSWR-FB ST,WALL,RED,PICTOGRAM | 98
SLSWR-A | S54329-F27-A1 | SLSWR-A ST,WALL,RED,AGENT | 108
SLSWW-AL | S54329-F27-A2 | SLSWW-AL ST,WALL,WHT,ALERT | 108
SLSWR-AL | S54329-F28-A1 | SLSWR-AL ST,WALL,RED,ALERT | 108
SLSWW-ALA | S54329-F28-A2 | SLSWW-ALA ST,WALL,WHT,ALERT,AMBER | 139
SLSWR-ALA | S54329-F29-A1 | SLSWR-ALA ST,WALL,RED,ALERT,AMBER | 139
SLSWR-NA | S54329-F29-A2 | SLSWR-NA ST,WALL,RED,NO-TXT,AMBER | 139
SLSWW-NA | S54329-F30-A1 | SLSWW-NA ST,WALL,WHT,NO-TXT,AMBER | 139
SLSWW-N | S54329-F30-A2 | SLSWW-N ST,WALL,WHT,NO-TXT | 118
SLSWR-N | S54329-F31-A1 | SLSWR-N ST,WALL,RED,NO-TXT | 118
SLHSWR-A | S54329-F31-A2 | SLHSWR-A HRN/ST,WALL,RED,AGENT | 141
SLHSWR-AL | S54329-F32-A1 | SLHSWR-AL HRN/ST,WALL,RED,ALERT | 141
SLHSCR-A | S54329-F32-A2 | SLHSCR-A HRN/ST,CLG,AGENT | 160
SLHSCR-AL | S54329-F33-A1 | SLHSCR-AL HRN/ST,CLG,RED,ALERT | 160
SLHSCR-N | S54329-F33-A2 | SLHSCR-N HRN/ST,CLG,RED,NO-TXT | 160
SLHSWR-N | S54329-F34-A1 | SLHSWR-N HRN/ST,WALL,RED,NO-TXT | 141
SLHSWW-A | S54329-F34-A2 | SLHSWW-A HRN/ST,WALL,WHT,AGENT | 141
SLHSWW-AL | S54329-F35-A1 | SLHSWW-AL HRN/ST,WALL,WHT,ALERT | 141
SLHSCW-A | S54329-F35-A2 | SLHSCW-A HRN/ST,CLG,WHT,AGENT | 160
SLHSCW-AL | S54329-F36-A1 | SLHSCW-AL HRN/ST,CLG,WHT,ALERT | 160
SLHSCW-N | S54329-F36-A2 | SLHSCW-N HRN/ST,CLG,WHT,NO-TXT | 160
SLHSWW-N | S54329-F37-A1 | SLHSWW-N HRN/ST,WALL,WHT,NO-TXT | 141
SLSPCR-A | S54329-F37-A2 | SLSPCR-A ST,CLG,RED,AGENT | 160
SLSPWR-F | S54329-F38-A1 | SLSPWR-F SPK,WALL,RED | 76
SLSPWW-F | S54329-F38-A2 | SLSPWW-F SPK,WALL,WHT | 76
SLSPWW-AL | S54329-F39-A1 | SLSPWW-AL SPK,WALL,WHT,ALERT | 121
SLSPWR-AL | S54329-F39-A2 | SLSPWR-AL SPK,WALL,RED,ALERT | 121
SLSPWR-N | S54329-F40-A1 | SLSPWR-N SPK,WALL,RED,NO-TXT | 79
SLSPWW-N | S54329-F40-A2 | SLSPWW-N SP,WALL,WHT,NO-TXT | 79
SLSPCW-F | S54329-F41-A1 | SLSPCW-F SPK,CLG,WHT,FIRE | 76
SLSPCR-F | S54329-F41-A2 | SLSPCR-F SPK,CLG,RED,FIRE | 76
SLSPSCW-F | S54329-F42-A1 | SLSPSCW-F SPK/ST,CLG,WHT,FIRE | 180
SLSPSCR-F | S54329-F42-A2 | SLSPSCR-F SPK/ST,CLG,RED,FIRE | 180
SLSPSWW-F | S54329-F43-A1 | SLSPSWW-F SPK/ST,WALL,WHT,FIRE | 179
SLSPSWR-F | S54329-F43-A2 | SLSPSWR-F SPK/ST,WALL,RED,FIRE | 179
SLSPSWR-NA | S54329-F44-A1 | SLSPSWR-NA SPK/ST,WALL,RED,NO-TXT,AMBER | 208
SLSPSWW-NA | S54329-F44-A2 | SLSPSWW-NA SPK/ST,WALL,WHT,NO-TXT,AMBER | 208
SLSPSWR-ALA | S54329-F45-A1 | SLSPSWR-ALA SPK/ST,WALL,RED,ALERT,AMBER | 208
SLSPSWW-ALA | S54329-F45-A2 | SLSPSWW-ALA SPK/ST,WALL,WHT,ALERT,AMBER | 208
SLSPSWW-AL | S54329-F46-A1 | SLSPSWW-AL SPK/ST,WALL,WHT,ALERT | 190
SLSPSWR-AL | S54329-F46-A2 | SLSPSWR-AL SPK/ST,WALL,RED,ALERT | 190
SLSPSWW-N | S54329-F47-A1 | SLSPSWW-N SPK/ST,WALL,WHT,NO-TXT | 190
SLSPSWR-N | S54329-F47-A2 | SLSPSWR-N SPK/ST,WALL,RED,NO-TXT | 190
SLSPSCW-AL | S54329-F49-A1 | SLSPSCW-AL SPK/ST,CLG,WHT,ALERT | 190
SLSPSCR-AL | S54329-F49-A2 | SLSPSCR-AL SPK/ST,CLG,RED,ALERT | 190
SLSPCR-AL | S54329-F50-A1 | SLSPCR-AL SPK,CLG,RED,ALERT | 121
SLSPCW-AL | S54329-F50-A2 | SLSPCW-AL SPK,CLG,WHT,ALERT | 121
SLSPCR-N | S54329-F51-A1 | SLSPCR-N SPK,CLG,RED,NO-TXT | 79
SLSPCW-N | S54329-F51-A2 | SLSPCW-N SPK,CLG,WHT,NO-TXT | 79
SLSPSCW-ALA | S54329-F52-A1 | SLSPSCW-ALA SPK/ST,CLG,WHT,ALERT,AMBER | 208
SLSPSCR-ALA | S54329-F52-A2 | SLSPSCR-ALA SPK/ST,CLG,RED,ALERT,AMBER | 208
SLSPSCW-NA | S54329-F53-A1 | SLSPSCW-NA SPK/ST,CLG,WHT,NO-TXT,AMBER | 208
SLSPSCR-NA | S54329-F53-A2 | SLSPSCR-NA SPK/ST,CLG,RED,NO-TXT,AMBER | 208
SLSPBBCR | S54329-F55-A1 | SLSPBBCR BACKBOX,SPK,CLG,RED,SURF | 31
SLSPBBCW | S54329-F55-A2 | SLSPBBCW BACKBOX,SPK,CLG,WHT,SURF | 31
SLFSWR-F | S54329-F56-A1 | SLFSWR-F LFS,WALL,RED,FIRE | 132
SLFSWW-F | S54329-F56-A2 | SLFSWW-F LFS,WALL,WHT,FIRE | 132
SLFSWR-CO | S54329-F57-A1 | SLFSWR-CO LFS,WALL,RED,CO | 132
SLFSWW-CO | S54329-F57-A2 | SLFSWW-CO LFS,WALL,WHT,CO | 132
SLFSWR-AL | S54329-F58-A1 | SLFSWR-AL LFS,WALL,RED,ALERT | 132
SLFSWW-AL | S54329-F58-A2 | SLFSWW-AL LFS,WALL,WHT,ALERT | 132
SLFSWR-N | S54329-F59-A1 | SLFSWR-N LFS,WALL,RED,NO-TXT | 132
SLFSWW-N | S54329-F59-A2 | SLFSWW-N LFS,WALL,WHT,NO-TXT | 132
SLFSSWR-F | S54329-F60-A1 | SLFSSWR-F LFS/ST,WALL,RED,FIRE | 225
SLFSSWW-F | S54329-F60-A2 | SLFSSWW-F LFS/ST,WALL,WHT,FIRE | 225
SLFSSWR-CO | S54329-F61-A1 | SLFSSWR-CO LFS/ST,WALL,RED,CO | 225
SLFSSWW-CO | S54329-F61-A2 | SLFSSWW-CO LFS/ST,WALL,WHT,CO | 225
SLFSSWR-AL | S54329-F62-A1 | SLFSSWR-AL LFS/ST,WALL,RED,ALERT | 225
SLFSSWW-AL | S54329-F62-A2 | SLFSSWW-AL LFS/ST,WALL,WHT,ALERT | 225
SLFSSWR-N | S54329-F63-A1 | SLFSSWR-N LFS/ST,WALL,RED,NO-TXT | 225
SLFSSWW-N | S54329-F63-A2 | SLFSSWW-N LFS/ST,WALL,WHT,NO-TXT | 225
SLESB-KIT-R | S54329-F64-A1 | SLESB-KIT-R SINGLE GANG PLATE,RED | 11
SLESB-KIT-W | S54329-F64-A2 | SLESB-KIT-W SINGLE GANG PLATE,WHT | 11
SLSCW-A | S54329-F65-A1 | SLSCW-A ST,CLG,WHT,AGENT | 160
SLSPCW-A | S54329-F65-A2 | SLSPCW-A SPK,CLG,WHT,AGENT | 121
SLSPSCW-A | S54329-F66-A1 | SLSPCW-A SPK/ST,CLG,WHT,AGENT | 208
SLSPSCR-A | S54329-F66-A2 | SLSPSCR-A SPK/ST,CLG,RED,AGENT | 208
SLSPSWW-M | S54329-F67-A1 | SLSPSWW-M SPK/ST,WALL,WHT,EMGCY | 190
SLSPSWR-M | S54329-F67-A2 | SLSPSWR-M SPK/ST,WALL,RED,EMGCY | 190
SLSPSCW-N | S54329-F68-A1 | SLSPSCW-N SPK/ST,CLG,WHT,NO-TEXT,CLR | 189
SLSPSCR-N | S54329-F68-A2 | SLSPSCR-N SPK/ST,CLG,RED,NO-TEXT,CLR | 189
LF-42287 | S54331-Z10-A1 | SINGLE ZONE KIT - INCLUDES (1) 60" FOUR-HOLE METAL SAMPLING TUBE AND (1) EXHAUST TUBE | 101
LF-42288 | S54331-Z11-A1 | DUAL ZONE KIT - INCLUDES (2) 18" TWO-HOLE METAL SAMPLING TUBE AND (1) EXHAUST TUBE | 91
LF-42289 | S54331-Z12-A1 | DUAL ZONE KIT - INCLUDES (2) 36" THREE-HOLE METAL SAMPLING TUBE AND (1) EXHAUST TUBE | 144
LF-42290 | S54331-Z13-A1 | DUAL ZONE KIT - INCLUDES (2) 60" FOUR-HOLE METAL SAMPLING TUBE AND (1) EXHAUST TUBE | 203
LF-42241 | S54331-Z14-A1 | Single-zone Sampling kit - includes tube mounting plate, compression fittings, adaptors , elbows and reducers. | 318
LF-42243 | S54331-Z15-A1 | Dual-zone Sampling kit - includes (3) tube mounting plates, compression fittings, adaptors, elbows and reducers. | 436
LF-42282 | S54331-Z16-A1 | Single-zone Water Trap kit - includes 3/4" CPVC pipe, fittings and ball valve to provide water trap function on installations which are subject to high humidity and/or condensation. For use with Model XAS-1-US. | 253
LF-42283 | S54331-Z17-A1 | Dual-zone Water Trap kit - includes 3/4" CPVC pipe, fittings and ball valve to provide water trap function on installations which are subject to high humidity and/or condensation. For use with Model XAS-2-US. | 350
02-FL53 | S54331-Z18-A1 | XAS Inlet air filter (package of 10, Model 80-0020-0 filters). Replacement air filter package of qty. 10 Model 80-0020-0 filters | 177
06-0000 | S54331-Z19-A1 | Blanking Baffle (qty. 10 baffles per pkg.) | 236
F5000-031 | S54331-Z1-A1 | ADDITIONAL DETECTOR HEAD AND PRISM | 1516
06-SE10 | S54331-Z20-A1 | Siemens Model HFP-11 Baffle (qty. 10 baffles per pkg.) | 236
XAS-1-US-SIE | S54331-Z2-A1 | XAS-1 US SINGLE-ZONE AIR SAMPLING UNIT, with Siemens Base installed & Baffles | 2468
XAS-2-US-SIE | S54331-Z3-A1 | XAS-2 US DUAL-ZONE AIR SAMPLING UNIT, with Siemens Base installed & Baffles | 3019
LF-42249 | S54331-Z6-A1 | 50 ft (15m) FLEXIBLE SINGLE-CORE TUBING | 217
LF-42250 | S54331-Z7-A1 | 25 ft (7.5m) FLEXIBLE SINGLE-CORE TUBING | 193
LF-42285 | S54331-Z8-A1 | SINGLE ZONE KIT - INCLUDES (1) 18" TWO-HOLE METAL SAMPLING TUBE AND (1) EXHAUST TUBE | 49
LF-42286 | S54331-Z9-A1 | SINGLE ZONE KIT - INCLUDES (1) 36" THREE-HOLE METAL SAMPLING TUBE AND (1) EXHAUST TUBE | 73
OSI-10 | S54333-F19-A1 | IMAGER - 7° COVERAGE | 1683
VEU-A00 | S54333-F1-A1 | VEU with LEDs | 17609
OSI-90 | S54333-F22-A1 | IMAGER - 80° COVERAGE | 1744
OSE-SP-01 | S54333-F23-A1 | EMITTER - STANDARD POWER. Include the OSID emitter and Alkaline battery | 818
OSE-SPW | S54333-F25-A1 | EMITTER - STANDARD POWER WIRED | 818
OSE-HPW | S54333-F26-A1 | EMITTER - HIGH POWER WIRED | 1799
OSID-INST | S54333-F27-A1 | OSID INSTALL KIT - INCLUDES (1) OSP-002 (1) TEST FILTER (1) OSP-001 (1) CLEANING CLOTH (1) INSTALLATION MANUAL | 1290
VSP-850-G | S54333-F28-A1 | EXTERNAL IN LINE FILTER GREY | 466
OSP-001 | S54333-F29-A1 | OSID CABLE AT 5' (1.5m) | 219
OSP-002 | S54333-F30-A1 | LASER ALIGNMENT TOOL | 220
VKT-301 | S54333-F31-A1 | OSID DEMO KIT - INCLUDES (2) OSP-SPW (1) OSI-90 (1) OSID-INST | 8053
VEU-A10 | S54333-F32-A1 | VEU with 3.5" Display | 19452
VRT-700 | S54333-F43-A1 | Display, VLS Version, no Relays | 3186
VRT-Q00 | S54333-F44-A1 | Remote Display, VLI, 7 Relays | 3071
VRT-T00 | S54333-F45-A1 | Remote Display, VLI, no Relays | 2872
VSW-600 | S54333-F47-A1 | Remote Notification - Email/SMS Support (per PC) | 5390
VSP-028 | S54333-F52-A1 | VLP/VLS Mounting Bracket | 112
VSP-030 | S54333-F53-A1 | VLI Intelligent Filter Spare Part | 987
VSP-031 | S54333-F54-A1 | VLI Secondary Filter Spare Part | 247
VSP-032 | S54333-F55-A1 | VLI Aspirator Spare Part | 1236
VSP-033 | S54333-F56-A1 | VLI Chamber Assembly Spare Part | 3457
VSP-034 | S54333-F57-A1 | VLI VESDAnet Interface Card | 1483
VSP-722 | S54333-F58-A1 | VLF-250 Aspirator Assembly (1 fan) | 1039
VSP-850-R | S54333-F59-A1 | External in line filter - red | 465
VSP-855-20 | S54333-F60-A1 | Spares in line filter - 20 pack | 756
VSP-855-4 | S54333-F61-A1 | Spares in line filter - 4 pack | 203
VP-UNION | S54333-F62-A1 | Socket Union, Box of 10 | 128
OSE-ACF | S54333-F65-A1 | Anti-condensation film for Emitter - 10 units | 370
OSEH-ACF | S54333-F66-A1 | Anti-condensation film for OSID-EH housings - 10 units | 1415
OSE-RBA | S54333-F67-A1 | Emitter spare battery Alkaline | 173
OSID-EHE | S54333-F69-A1 | Emitter Environmental Housing | 467
OSID-EHI | S54333-F70-A1 | Imager Environmental Housing | 605
OSID-WG | S54333-F71-A1 | Wire Guard | 141
VLI-880 | S54333-F73-A1 | Laser Industrial w/Relays | 14357
VLI-885 | S54333-F74-A1 | Laser Industrial w/Relays and network card | 15664
VSP-982-W | S54333-Z10-A1 | VESDA-E VEA 6mm Surface Mount Sampling Point (White) | 33
VSP-982-B | S54333-Z11-A1 | VESDA-E VEA 6mm Surface Mount Sampling Point (Black) | 44
VSP-982-W22 | S54333-Z12-A1 | VESDA-E VEA 6mm Surface Mount White Sampling Point (White), pack of 22 | 646
VSP-982-B22 | S54333-Z13-A1 | VESDA-E VEA 6mm Surface Mount Sampling Point (Black), pack of 22 | 1073
VSP-998 | S54333-Z15-A1 | VESDA-E VEA Blanking Plug 6mm. Sold in pack of 50. Price shown per pack | 148
VSP-1000 | S54333-Z16-A1 | VESDA-E VEA 6mm to 4mm Reducer. Sold in pack of 10. Price shown per pack | 253
VSP-1001 | S54333-Z17-A1 | VESDA-E VEA 6mm to 6mm Joiner Straight. Sold in pack of 10. Price shown per pack | 136
VSP-1002 | S54333-Z18-A1 | VESDA-E VEA 4mm to 4mm Joiner Straight. Sold in pack of 10. Price shown per pack | 175
VSP-1003 | S54333-Z19-A1 | VESDA-E VEA 6mm to 6mm Joiner Right Angle. Sold in pack of 10. Price shown per pack | 148
VEA-040-A00 | S54333-Z1-A1 | VESDA-E VEA-40 Aspirating Smoke Detector with LEDs | 16527
VSP-1004 | S54333-Z20-A1 | VESDA-E VEA 4mm to 4mm Joiner Right Angle. Sold in pack of 10. Price shown per pack | 207
VSP-960 | S54333-Z21-A1 | VESDA-E VEU Mounting Bracket | 113
VSP-961 | S54333-Z22-A1 | VESDA-E VEU Imperial Pipe Adaptor (for exhaust) | 105
VSP-962 | S54333-Z23-A1 | VESDA-E VEU Filter | 249
VSP-963 | S54333-Z24-A1 | VESDA-E VEU Replacement (spare part)Aspirator | 1425
VSP-964 | S54333-Z25-A1 | VESDA-E VEU Replacement (spare part) Smoke Detection Chamber | 4678
VRT-X00 | S54333-Z26-A1 | VESDA-E Analytics Relay Module | 2161
VSP-965 | S54333-Z27-A1 | VESDA-E VEU Sampling Module | 1138
VEP-A00-P | S54333-Z28-A1 | VEP with LEDs | 12323
VEP-A10-P | S54333-Z29-A1 | VEP with 3.5" Display | 13679
VEA-040-A10 | S54333-Z2-A1 | VESDA-E VEA-40 Aspirating Smoke Detector with 3.5” Display | 18292
VEP-A00-1P | S54333-Z30-A1 | VEP WITH LEDs, 1 PIPE | 8439
VPS-VEA-115UL | S54333-Z31-A1 | VESDA-E VEA Power Supply StaX (UL), 115VAC | 2175
VPS-VEA-230UL | S54333-Z32-A1 | VESDA-E VEA Power Supply StaX (UL), 230VAC | 2175
VSP-TP-KIT-US | S54333-Z33-A1 | VESDA Benchmark Test Point Quick Connect Kit. Complete with threaded coupler, brass quick connect fitting, Test Plug, and Benchmark Test Point Label. One kit required at end of each pipe run. | 388
VES-A00-P | S54333-Z34-A1 | VESDA-E Scanner with LED display and relays. Replaces VESDA Laser Scanner. Check for availability. | 18795
VES-A10-P | S54333-Z35-A1 | VESDA-E Scanner with 3.5" LCD display and relays. Replaces VESDA Laser Scanner. Check for availability. | 20536
VEA-A40-40-STX | S54333-Z3-A1 | VESDA-E VEA 40-Relay Local StaX | 4392
VSP-990-330 | S54333-Z4-A1 | Xtralis 6mm Microbore Tube, UL listed and labeled for plenum use, meets NFPA 72 sampling tube labeling requirements: “Aspirated Sampling Tubing for Fire Detection Use – Do not Disturb or Paint,” each roll is individually serialized for ease of identification and have footage markers every 3 feet for ease of measurement. Xtralis microbore tubing has been tested for smoke transmission, do not substitute. Sold in 330 ft roll, Price shown is per roll. | 253
VSP-991 | S54333-Z5-A1 | Xtralis 4mm Microbore Tube, UL listed and labeled for plenum use, meets NFPA 72 sampling tube labeling requirements: “Aspirated Sampling Tubing for Fire Detection Use – Do not Disturb or Paint,” each roll is individually serialized for ease of identification and have footage markers every 3 feet for ease of measurement. Xtralis microbore tubing has been tested for smoke transmission, do not substitute. Enter quantity in in linear feet required. Sold in 500 ft roll, Price shown is per roll. | 646
VSP-980-W | S54333-Z6-A1 | VESDA-E VEA Standard Sampling Point (white) for 6mm Tube | 33
VSP-981-W | S54333-Z7-A1 | VESDA-E VEA Standard Sampling Point (white) for 4mm Tube | 33
VSP-980-W22 | S54333-Z8-A1 | VESDA-E VEA Standard Sampling Point (white) for 6mm Tube. Sold in pack of 22. Price shown per pack | 646
VSP-981-W22 | S54333-Z9-A1 | VESDA-E VEA Standard Sampling Point (white) for 4mm Tube. Sold in pack of 22. Price shown per pack | 646
PAB2-ENCL | S54339-A10-A1 | PAD & AMP BOOSTER ENCL 2HU BLK | 683
PAB2-ENCL-R | S54339-A11-A1 | PAD & AMP BSTR ENCL 2HU RED | 716
P3AP | S54339-A12-A1 | PAD-3 ADAPTER PLATE | 135
P4AP | S54339-A13-A1 | PAD-4 ADAPTER PLATE | 153
BAAP | S54339-A14-A1 | Booster Amp Adapter Plate | 133
PAD5-6A | S54339-A15-A1 | Complete 6A PAD-5 Kit | 1685
PAD5-6A-R | S54339-A16-A1 | Complete 6A PAD-5 Red Kit | 1685
PAD5-9A | S54339-A17-A1 | Complete 9A PAD-5 Kit | 1981
PAD5-9A-R | S54339-A18-A1 | Complete 9A PAD-5 Red Kit | 1981
PAD-4-6A | S54339-A1-A1 | Complete 6 amp PAD-4 kit (enclosure, board, 170W power supply) | 1176
PAD-4-6A-CLSA | S54339-A2-A1 | Complete 6 amp PAD-4 kit with Class A adapter | 1303
PAD-4-9A | S54339-A3-A1 | Complete 9 amp PAD-4 kit (enclosure, board, 300W power supply) | 1530
PAD-4-9A-CLSA | S54339-A4-A1 | Complete 9 amp PAD-4 kit with Class A adapter | 1656
PAD-5-MB | S54339-A5-A1 | PAD-5 address NAC expander MB | 1394
PAD-5-CLSA | S54339-A6-A1 | PAD-5 address NAC expd class | 495
PAD-5-CDC | S54339-A7-A1 | PAD-5 address NAC expn conv | 608
PAB-ENCL | S54339-A8-A1 | PAD & AMP BOOSTER ENCL 1HU BLK | 379
PAB-ENCL-R | S54339-A9-A1 | PAD & AMP BSTR ENCL 1HU RED | 455
SEH-MC-R | S54360-F10-A1 | HIGH FIDELITY SPEAKER STROBE, HIFI, WALL, 15/30/75/110 CD, RED | 195
SEH-MC-W | S54360-F10-A2 | HIGH FIDELITY SPEAKER STROBE, HIFI, WALL, 15/30/75/110 CD, WHITE | 195
SEH-R | S54360-F11-A1 | HIGH FIDELITY SPEAKER, SQUARE, HIFI, WALL, RED | 88
SEH-W | S54360-F11-A2 | HIGH FIDELITY SPEAKER, SQUARE, HIFI, WALL, WHITE | 88
SECH-R | S54360-F1-A1 | HIGH FIDELITY SPEAKER, ROUND, HIFI, CEILING, RED | 93
SECH-W | S54360-F1-A2 | HIGH FIDELITY SPEAKER, ROUND, HIFI, CEILING, WHITE | 93
SEFH-CR | S54360-F2-A1 | HIGH FIDELITY SPEAKER, ROUND, HIFI, LOW PROFILE, CEILING, RED | 93
SEFH-CW | S54360-F2-A2 | HIGH FIDELITY SPEAKER, ROUND, HIFI, LOW PROFILE, CEILING, WHITE | 93
SEFH-HMC-CW | S54360-F3-A1 | HIGH FIDELITY SPEAKER STROBE, ROUND, HIFI, LOW PROFILE, CEILING,115/177CD,WHITE | 212
SEFH-HMC-R | S54360-F3-A2 | HIGH FIDELITY SPEAKER STROBE, SQUARE, HIFI, LOW PROFILE, WALL, 135/185CD, RED | 212
SEFH-HMC-W | S54360-F4-A1 | HIGH FIDELITY SPEAKER STROBE, SQUARE, HIFI, LOW PROFILE, WALL, 135/185CD, WHITE | 212
SEFH-MC-CW | S54360-F4-A2 | HIGH FIDELITY SPEAKER STROBE, ROUND, HIFI, LOW PROFILE, CEILING, 15/30/75/95CD, WHITE | 195
SEFH-MC-R | S54360-F5-A1 | HIGH FIDELITY SPEAKER STROBE, SQUARE, HIFI, LOW PROFILE, WALL, 15/30/75/110CD, RED | 195
SEFH-MC-W | S54360-F5-A2 | HIGH FIDELITY SPEAKER STROBE, SQUARE, HIFI, LOW PROFILE, WALL, 15/30/75/110CD, WHITE | 195
SEFH-R | S54360-F6-A1 | HIGH FIDELITY SPEAKER, SQUARE, HIFI, LOW PROFILE, WALL, RED | 88
SEFH-W | S54360-F6-A2 | HIGH FIDELITY SPEAKER, SQUARE, HIFI, LOW PROFILE, WALL, WHITE | 88
SEH-HMC-CR | S54360-F7-A1 | HIGH FIDELITY SPEAKER STROBE, ROUND, HIFI, CEILING, 115/177CD, RED | 212
SEH-HMC-CW | S54360-F7-A2 | HIGH FIDELITY SPEAKER STROBE, ROUND, HIFI, CEILING, 115/177CD, WHITE | 212
SEH-HMC-R | S54360-F8-A1 | HIGH FIDELITY SPEAKER STROBE, HIFI, WALL, 135/185 CD, RED | 212
SEH-HMC-W | S54360-F8-A2 | HIGH FIDELITY SPEAKER STROBE, HIFI, WALL, 135/185 CD, WHITE | 212
SEH-MC-CR | S54360-F9-A1 | HIGH FIDELITY SPEAKER STROBE, ROUND, HIFI, CEILING, 15/30/75/110CD, RED | 195
SEH-MC-CW | S54360-F9-A2 | HIGH FIDELITY SPEAKER STROBE, ROUND, HIFI, CEILING, 15/30/75/110CD, WHITE | 195
XTRI-R | S54370-B1-A1 | Single Input Monitor Module with Relay with Built-In Isolator | 214
XTRI-D | S54370-B2-A1 | Dual Input Monitor Module, with Built-In Isolator | 214
XTRI-S | S54370-B3-A1 | Single Input Monitor Module with Built-In Isolator | 165
XTRI-M | S54370-B4-A1 | XTRI-M Mini Input Monitor Module with Built-In Isolator | 144
ILED-XW | S54370-B5-A1 | Intelligent Lamp, Wall Mount with Built-In Isolator | 118
ILED-XC | S54370-B6-A1 | Intelligent Lamp, Ceiling Mount with Built-In Isolator | 118
TSM-1X | S54370-B7-A1 | TSM-1X Intel Remote Test Switch, LED with Built-In Isolator | 204
DB2-HR | S54370-F12-A1 | Relay base (for use with H-Series and CerberusPro detectors) | 106
SBGA-34 | S54370-F13-A1 | Audible Detector Base With Temp 4 for CO | 355
TM121 | S54370-S12-A1 | Test Magnet | 64
OP121 | S54372-F1-A1 | Conventional Optical | 119
OH121 | S54372-F2-A1 | Conventional Optical/Heat combined | 140
HI121 | S54372-F3-A1 | Conventional Heat only | 101
PAD-4-LUA | S54389-C1-A1 | PAD-4 NAC expander Laptop Upload Adapter | 122
VCI2003-A1 | S54400-A141-A1 | VoIP module The VoIP module is used to convert audio signals between analog and digital Voice over IP signals. This module is mounted to a connection point on the VCA2001 Voice CPU card, and is required for all networked voice applications. | 835
FT2007-U1 | S54400-A142-A1 | LED ANNUNCIATOR DRIVER | 700
FT2008-U1 | S54400-A143-A1 | 16 ZONE TABULAR ANNUNC.(BL) | 918
FT2008-R1 | S54400-A144-A1 | 16 ZONE TABULAR ANNUNC.(RED) | 918
FT2009-U1 | S54400-A145-A1 | 32 ZONE TABULAR ANNUNC.(BL) | 1456
FT2009-R1 | S54400-A146-A1 | 32 ZONE TABULAR ANNUNC.(RED) | 1456
FCA2031-A1 | S54400-A153-A1 | Connection Module (MoNet) Used for communication between an FCI2018/FCI2019 operating unit and either the VCC2001 Voice CPU (for fire/voice panels) or the FN2012 Ethernet Switch (for fire only panels). The FCA2031 mounts in Position 1 on an FCI2018/FCI2019 operating unit. | 520
FCA2016-U1 | S54400-A39-A1 | RS485 class A module (iso.) | 254
VCC2001-A1 | S54400-A40-A1 | Voice CPU Card Voice CPU card which supervises and controls all voice modules and functions. This card gets mounted in the VCA2002 card cage (2nd slot from the left), and works with the VCC2002 Voice I/O card to control the voice system. | 2501
VCC2002-A1 | S54400-A41-A1 | Voice I/O Card Input/Output card for the Voice system. The VCC2002 gets mounted in the VCA2002 card cage (1st slot on the left), and works with the VCC2001 to control the voice system. It supports two local audio inputs (for microphones or external low-level audio signals) and one low-level audio output, with all audio signal wiring connected to the card cage. | 1666
VN2001-A1 | S54400-A42-A1 | Ethernet module (electric/CAT5) Used for networking fire only and fire/voice panels together over Ethernet using CAT-5 copper cables. This module mounts in the VCC2001 Voice CPU card (for voice systems) and/or the FN2012 modular Ethernet swtich (for fire systems). | 625
VN2002-A1 | S54400-A43-A1 | Ethernet module (Mult Mode Fiber) Used for networking fire only and fire/voice panels together over Ethernet using multimode fiber optic cables. This module mounts in the VCC2001 Voice CPU card (for voice systems) and/or the FN2012 modular Ethernet swtich (for fire systems). | 1251
VN2003-A1 | S54400-A44-A1 | Ethernet module (Single Mode Fiber) Used for networking fire only and fire/voice panels together over Ethernet using single-mode fiber optic cables. This module mounts in the VCC2001 Voice CPU card (for voice systems) and/or the FN2012 modular Ethernet swtich (for fire systems). | 2086
VCI2001-U1 | S54400-A45-A1 | Voice Amplifier Card 50 Watt amplifier card for the Voice system. The VCI2001 gets mounted in the VCA2002 card cage, with all speaker zone wiring connected to the card cage. Up to four VCI2001 amplifiers are supported on a single system. | 2086
VCA2002-A1 | S54400-A47-A1 | Voice Card Cage Voice system card cage used to support mounting and field wiring for VCC2001 Voice CPU cards, VCC2002 Voice I/O cards, and VCI2001 amplifier cards. Each card cage supports one VCC2001 Voice CPU, one VCC2002 Voice I/O and one to four VCI2001 50W amplifiers. | 2086
FCI2011-U1 | S54400-A54-A1 | NAC module (1A/2B) | 844
FCI2016-U1 | S54400-A55-A1 | Periphery board (252 pts) | 1264
FCI2017-U1 | S54400-A56-A1 | Periphery board (504 pts) | 3546
FCI2020-U1 | S54400-A57-A1 | Leased line / City tie module | 424
FTI2001-U1 | S54400-A58-A1 | Fire terminal board | 340
FN2001-U1 | S54400-A60-A1 | SafeDLink module | 1240
FN2006-U1 | S54400-A61-A1 | Fiber Module (SM) | 7783
FN2007-U1 | S54400-A62-A1 | Fiber Module (MM) | 2119
FCA2015-U1 | S54400-A63-A1 | Dialer module (DACT) | 507
FCA2018-U1 | S54400-A65-A1 | Remote peripheral module | 1264
FHAMIQKIT-01 | S54400-A66-A1 | MXL Device Module w/PMI Cable | 932
FHAMIQKIT-02 | S54400-A67-A1 | MXL Device Module w/Expansion Cable | 932
FCL2004-U1 | S54400-A68-A1 | MIQ MIGRATION MODULE | 907
XCI2001-U1 | S54400-A69-A1 | Releasing module | 424
FHB2005-U1 | S54400-B110-A1 | Back box (3HU, black, deep) 3 height unit black backbox used for fire/voice systems. This works in conjunction with a 3 HU outer door, FHD2007 | 612
FHB2005-R1 | S54400-B110-A2 | Back box (3HU, red, deep) 3 height unit red backbox used for fire/voice systems. This works in conjunction with a 3 HU outer door, FHD2007 | 612
FHD2007-U3 | S54400-B113-A1 | Outer door (3HU, 3 win, bl) 3 height unit black outer door used for fire/voice systems. This works in conjunction with a 3HU backbox, FHB2005 | 310
FHD2007-R3 | S54400-B113-A2 | Outer door (3HU, 3 win, red) 3 height unit red outer door used for fire/voice systems. This works in conjunction with a 3HU backbox, FHB2005 | 310
FHD2009-U1 | S54400-B114-A1 | Blank plate (black) Black blank plate for the FHD2007 3HU outer door. This optional plate is used in place of a clear lens plate when no operator interface switches or microphones are used in that row. | 127
FHD2009-R1 | S54400-B114-A2 | Blank plate (red) Red blank plate for the FHD2007 3HU outer door. This optional plate is used in place of a clear lens plate when no operator interface switches or microphones are used in that row. | 127
EBA2004-A1 | S54400-B137-A1 | Booster amplifier main board(100W) Main board of an EBA2001 booster amplifier. Consists of a single board with two 50 Watt amplifiers, an integral battery charger, and removable terminal blocks for all field wiring. | 2607
EBA2001-U1 | S54400-B140-A1 | Booster amplifier (100W, bl) Kit consisting of a booster amplifier main board (EBA2004-A1), a black enclosure (FH2016-U1) and a 170W power supply (FP2011-U1) | 3692
EBA2001-R1 | S54400-B141-A1 | Booster amplifier (100W, red) Kit consisting of a booster amplifier main board (EBA2004-A1), a red enclosure (FH2016-R1) and a 170W power supply (FP2011-U1) | 3692
FCA2032-U1 | S54400-B145-A1 | BDM Battery Disconnect Module | 344
FN2012-A1 | S54400-B152-A1 | Ethernet switch (modular) Used for networking fire only panels to other fire only or fire/voice panels over Ethernet. The FN2012 mounts in the back of a FHB2001 or FHB2002 enclosure backbox in place of a standard fiber module. The FN2012 supports one or two Ethernet modules (VN2001 for CAT5 connection, VN2002 for multimode fiber connection, or VN2003 for single-mode fiber connection). | 2086
FCL-MXLPLATE | S54400-B153-A1 | MXL Device Module Mounting Plate | 135
FHA2044-U1 | S54400-B167-A1 | Battery Fixing Bracket for EBA2001 | 159
FT2015-R3 | S54400-B16-A1 | Remote terminal (key, red) | 1140
FHA2056-U1 | S54400-B18-A1 | FS250/MPC600 Mechanical Migration Kit-Black (does not include panel electronics or power supply) | 1167
FHA2056-R1 | S54400-B19-A1 | FS250/MPC600 Mechanical Migration Kit-Red (does not include panel electronics or power supply) | 1167
FHD2002-U3 | S54400-B32-A1 | Outer door (2HU, 1 win, bl) | 257
FHD2001-R3 | S54400-B40-A1 | Outer door (1HU, red) | 85
FHA2036-U1 | S54400-B41-A1 | Trim Kit 2HU Black | 340
FHA2035-U1 | S54400-B42-A1 | Trim Kit 1HU Black | 211
FHA2036-R1 | S54400-B42-A2 | Trim Kit 2HU Red | 340
FHA2032-U1 | S54400-B43-A1 | Battery bracket | 172
FHA2031-U1 | S54400-B44-A1 | DIN Rail Set | 128
FHA2035-R1 | S54400-B44-A2 | Trim Kit 1 HU Red | 211
FHD2001-U3 | S54400-B45-A1 | Outer door (1HU, black) | 85
FHD2003-R3 | S54400-B46-A1 | Outer door (2HU, 2 win, red) | 318
FHB2001-U1 | S54400-B47-A1 | Back box (1HU, black) | 211
FHB2001-R1 | S54400-B47-A2 | Back box (1HU, red) | 211
FHB2002-U1 | S54400-B48-A1 | Back box (2HU, black) | 424
FHB2002-R1 | S54400-B48-A2 | Back box (2HU, red) | 424
FHD2004-U1 | S54400-B52-A1 | Inner door (black) | 150
FHD2005-U1 | S54400-B53-A1 | Inner door (solid, black) | 150
FHA2042-U1 | S54400-B55-A1 | Battery bracket (33 Ah) | 171
FHA2043-U1 | S54400-B56-A1 | Trim kit (3HU, black) Black trim kit for FHD2005 enclosure. This optional trim kit is used to dress the appearance of the enclosure when used in flush mounted applications. | 446
FHA2043-R1 | S54400-B57-A1 | Trim kit (3HU, red) Red trim kit for FHD2005 enclosure. This optional trim kit is used to dress the appearance of the enclosure when used in flush mounted applications. | 446
FHA2054-U1 | S54400-B58-A1 | FHA2054 Audio Transformer Kit | 175
FT2014-R3 | S54400-B73-A1 | Remote display (red) | 990
FT2014-U3 | S54400-B80-A1 | Remote display (black) | 990
FT2015-U3 | S54400-B88-A1 | Remote terminal (key, bl) | 1140
FHA2041-R1 | S54400-B93-A1 | Enclosure cover Top plate for an FHB2005 3 HU enclosure. This optional plate is used to meet requirements in jusidictions where ventilation holes in the top of a fire alarm system enclosure are not permitted. | 665
FHD2012-U1 | S54400-C135-A1 | Inner Door for Remote Display Terminal | 144
FT2003-U1 | S54400-C136-A1 | LED driver board for graphic annunciators | 703
FH-2071-UM | S54400-C144-A1 | Enclosure used for Marine/Harsh installs-(Black only) (Battery bracket included) | 5826
FC922-US | S54400-C14-A1 | 252-point system with 170W power supply and standard operator interface Consists of: One FCM2018-U3, one FP2011-U1, one FCI2016-U1 | 2147
FC924-US | S54400-C15-A1 | 504-point system with 170W power supply and standard operator interface Consists of: One FCM2018-U3, one FP2011-U1, one FCI2017-U1 | 4567
FV920-EK | S54400-C167-A1 | Cerberus PRO Voice Electronics Kit Consists of: One VCC2001-A1 Voice CPU Card, one VCC2002-A1 Voice I/O Card, one VCI2001-U1 50W Voice Amplifier Card, one VCA2002-A1 Voice Card Cage, one FCA2031-A1 Connection Module (MoNet), one VTO2001-U3 Option Module (24 switches), one VTO2004-U3 Option Module (Microphone) | 8045
FHK2004-U3 | S54400-C168-A1 | Cerberus PRO Voice Enclosure Kit (Black) Consists of: One FHB2005-U1 3HU Backbox (black), two FHD2004-U1 Inner Door, one FHD2007-U3 Outer Door (black), one FHD2009-U1 Blank Outer Door Plate (black), two FHD2006-U1 Clear Window | 1251
FHK2004-R3 | S54400-C169-A1 | Cerberus PRO Voice Enclosure Kit (Red) Consists of: One FHB2005-R1 3HU Backbox (red), two FHD2004-U1 Inner Door, one FHD2007-R3 Outer Door (red), one FHD2009-R1 Blank Outer Door Plate (red), two FHD2006-U1 Clear Window | 1251
FC922-UE | S54400-C16-A1 | 252-point system with 170W power supply and operator interface with 24 zone LEDs Consists of: One FCM2019-U3, one FP2011-U1, one FCI2016-U1 | 2566
FC924-UE | S54400-C17-A1 | 504-point system with 170W power supply and operator interface with 24 zone LEDs Consists of: One FCM2019-U3, one FP2011-U1, one FCI2017-U1 | 4947
FT924-US | S54400-C18-A1 | Network terminal with standard operator interface Consists of: One FCM2018-U3, one FTI2001-U1 | 1264
FT924-UE | S54400-C19-A1 | Network terminal with operator interface with 24 zone LEDs Consists of: One FCM2019-U3, one FTI2001-U1 | 1682
FC922-UT | S54400-C20-A1 | 252-point system with 300W power supply and standard operator interface Consists of: One FCM2018-U3, one FP2012-U1, one FCI2016-U1 | 2465
FC924-UT | S54400-C21-A1 | 504-point system with 300W power supply and standard operator interface Consists of: One FCM2018-U3, one FP2012-U1, one FCI2017-U1 | 4841
FC922-UF | S54400-C22-A1 | 252-point system with 300W power supply and operator interface with 24 zone LEDs Consists of: One FCM2019-U3, one FP2012-U1, one FCI2016-U1 | 2907
FC924-UF | S54400-C23-A1 | 504-point system with 300W power supply and operator interface with 24 zone LEDs Consists of: One FCM2019-U3, one FP2012-U1, one FCI2017-U1 | 5261
FHAMIQKIT-04 | S54400-C24-A1 | MXL-IQ Mechanical Migration Kit-Black | 1167
FHAMIQKIT-05 | S54400-C25-A1 | MXL-IQ Mechanical Migration Kit-Red | 1167
FCM2018-U3 | S54400-C40-A2 | Standard Operating Unit | 1264
FCM2019-U3 | S54400-C41-A2 | Enhanced Operating Unit (with LEDs) | 1682
FHD2003-U3 | S54400-C42-A1 | Outer door (2HU, 2 win, bl) | 318
FCM2022-U3 | S54400-C44-A2 | Option module (blank) | 44
FCM2023-U3 | S54400-C45-A2 | Option module (LED) | 442
FHD2006-U1 | S54400-C46-A1 | Clear window | 76
FHD2002-R3 | S54400-C53-A1 | Outer door (2HU, 1 win, red) | 257
FHK2001-U3 | S54400-C54-A1 | Black 1 Height Unit Enclosure kit (for FT924) Consists of: One FHB2001-U1, one FHD2004-U1, one FHD2006-U1, one FHD2001-U3 | 380
FHK2001-R3 | S54400-C54-A2 | Red 1 Height Unit Enclosure kit (for FT924) Consists of: One FHB2001-R1, one FHD2004-U1, one FHD2006-U1, one FHD2001-R3 | 380
FHK2002-U3 | S54400-C55-A1 | Black 2 Height Unit 1 Window Enclosure kit (for FC922, FC924) Consists of: One FHB2002-U1, one FHD2004-U1, one FHD2006-U1, one FHD2002-U3 | 698
FHK2002-R3 | S54400-C55-A2 | Red 2 Height Unit 1 Window Enclosure kit (for FC922, FC924) Consists of: One FHB2002-R1, one FHD2004-U1, one FHD2006-U1, one FHD2002-R3 | 698
FHK2003-U3 | S54400-C56-A1 | Black 2 Height Unit 2 Window Enclosure kit (for FC922, FC924 when adding LEDs) Consists of: One FHB2002-U1, one FHD2004-U1, two FHD2006-U1, one FHD2003-U3 | 759
FHK2003-R3 | S54400-C56-A2 | Red 2 Height Unit 2 Window Enclosure kit (for FC922, FC924 when adding LEDs) Consists of: One FHB2002-R1, one FHD2004-U1, two FHD2006-U1, one FHD2003-R3 | 759
VTO2001-U3 | S54400-C60-A2 | Option module (24 switches) Cerberus PRO switch module used on FV922/FV924 to add manual voice control. Up to four VTO2001-U3s can be supported on a single panel enclosure row. | 1041
VTO2004-U3 | S54400-C61-A2 | Option module (microphone) Cerberus PRO microphone module used on FV922/FV924 to add a paging microphone. The VTO2004-U3 can be either a main microphone installed in the main system enclosure, or as a remote microphone in a remote enclosure. Up to two microphones are supported for each FV922/FV924. | 1334
DCT-IPGSM | S54400-C70-A1 | Starlink LTEV Communicator-24VDC | 465
DCT-IPGSM120 | S54400-C71-A1 | Starlink LTEV Communicator-120VAC | 725
DCT-IPGSM24R | S54400-C72-A1 | Starlink LTEV Communicator-24V-ENC | 633
VR2005-U3 | S54400-C90-A1 | Remote Microphone Kit-1HU Black Consists of: One FHB2001-U1, one FHD2001-U3, one FHD2004-U1, one FHD2006-U1, two FCM2022-U3, one VTO2001-U3, one VTO2004-U3, and one VTA2001-A1 | 3434
VR2005-R3 | S54400-C92-A1 | Remote Microphone Kit-1HU Red Consists of: One FHB2001-R1, one FHD2001-R3, one FHD2004-U1, one FHD2006-U1, two FCM2022-U3, one VTO2001-U3, one VTO2004-U3, and one VTA2001-A1 | 3434
VTA2001-A1 | S54400-F163-A1 | Remote terminal board(class B) Remote terminal board used to support VTO2001 switch modules and VTO2004 microphone modules when these modules are used in a remote enclosure. This remote terminal board provides a place to land communication, audio, and 24VDC power wiring from the main system. It also provides connectors use to plug in the ribbon cables used on the microphone or switch modules. | 625
USCG-XPLATE | S54400-F1-A1 | Metal Cover Plate for X-Series Modules | 140
FHAMIQKIT-03 | S54400-K1-A1 | MXL Device Module Cable Set | 135
SNC | S54400-N1-A1 | Serial Netowrk Card (for Cerberus DMS) | 1237
FCA2033-A1 | S54400-P154-A1 | FCA2033-A1 License key S1 | 433
FCA2034-A1 | S54400-P155-A1 | FCA2034-A1 License key S2 | 4330
FCA2035-A1 | S54400-P156-A1 | FCA2035-A1 License key S3 | 4763
FP2012-U1 | S54400-Z60-A1 | 300W power supply | 485
FP2013-U1 | S54400-Z61-A1 | FP2013-U1 600W Power Supply Consists of two power supply units and a connection cable specially designed for cascading power supply applications. Used on fire/voice systems that need up to 600W of 24V power. | 962
BP-62 | S54400-Z62-A1 | BATTERY SET 12V 16AH (High Temp Rated) | 2681
XLS-PMI-LCD | S54430-A1-A1 | XLS PMI LCD TOUCHSCREEN ASSEMBLY | 513
NRC | S54430-A2-A1 | 2nd GENERATION NETWORK RING CARD | 1841
SNU-ASSY | S54430-A3-A1 | SNU ASSY SINGLE NODE UPLOAD ASSEMBLY | 937
PMI-1 UPLD-CBL | S54430-A4-A1 | PMI-1 UPLOAD CABLE | 206
XDACT-ASSY | S54430-A5-A1 | MOUNTING PLATE, CONNECTION CABLE(PMI-3 TO DIALER), POWER CONNECTOR | 340
X-204-2LD | S54430-A6-A1 | Ethernet Single mode Fiber Switch | 7062
C-Mod-250-ZIC4A-EP | S54430-B12-A1 | C-Mod-250-ZIC4A-EP INCLUDES: (1) XDLC , (1)FCM2041-U3, (1) ZIC-4A, (1) CC-5, (1) PSC-12 | 9513
C-Mod-250-ZIC8B-EP | S54430-B13-A1 | C-Mod-250-ZIC8B-EP INCLUDES: (1) XDLC, (1) FCM2041-U3, (1) ZIC-8B, (1) CC-5, (1) PSC-12 | 9673
CP-GPMI-KIT | S54430-B14-A1 | FCM2041-U3 + HW KEY PMI-2/3 | 5259
CAB-55-BRKT | S54430-B1-A1 | BRACKET TO HOLD DOWN BTX-2 | 160
CAB-100-BRKT | S54430-B2-A1 | BRACKET TO HOLD DOWN BTX-3 | 130
PAD3-BATT-BRKT | S54430-B3-A1 | BRACKET TO HOLD DOWN BT-33 | 61
PAD4-BATT-BRKT | S54430-B4-A1 | Battery bracket for seismic certification | 164
XDMC | S54430-B5-A1 | XLS DIGITAL MESSAGE CARD | 1682
COM-BRK | S54430-B7-A1 | COM-BRK Fiber Module Mount for XLS cab | 758
XDLC | S54430-B8-A1 | INTELLIGENT DEVICE LOOP CARD FOR MODULAR SYSTEMS (2 LOOPS/252 ADDRESSES TOTAL) ONE CARD SLOT CC-5/CC-2 | 1717
XLS-MSE3-ADPT | S54430-C14-A1 | MXL-IQ MSE-3L AND MSE-3M BLACK ENCLOSURE ADAPTER FORFIREFINDER XLS | 1074
XLS-MSE3R-ADPT | S54430-C14-A2 | MXL-IQ MSE-3LR and MSE-3MR RED ENCLOSURE ADAPTER FOR FIREFINDER XLS | 2813
PMI-3 | S54430-C15-A1 | PERSON MACHINE INTERFACE 3 MAIN CENTRAL PROCESSOR INNER DOOR - 2 POSITIONS | 5805
PMI-3 LABEL KITS | S54430-C16-A1 | PMI-3 LABEL KIT PMI-3 INT AND NAV OVRLS | 187
FCM2041-U3 | S54430-C18-A1 | Cerberus Operator Interface MAIN CENTRAL PROCESSOR INNER DOOR - 2 POSITIONS | 3755
SNU-Kit | S54430-C19-A1 | SNU SALES KIT | 1788
K-CBL | S54430-C24-A1 | K-CBL Keltron Printer Modular OIs/PMIs | 198
GPMI-2-HW-KEY | S54430-C4-A1 | HW KEY FOR PMI-2 AND PMI-3 GLOBAL | 1504
XLS-MSE2-ADPT | S54430-C7-A1 | MSE-2 BLACK ENCLOSURE ADAPTER FOR FIREFINDER XLS | 1222
XLS-MSE2R-ADPT | S54430-C7-A2 | MSE-2R RED ENCLOSURE ADAPTER FOR FIREFINDER XLS | 2321
XLS-MME3-ADPT | S54430-C8-A1 | MME-3 AND MBR-2 BLACK ENCLOSURE ADAPTER FOR FIREFINDER XLS | 2082
XLS-MME3R-ADPT | S54430-C8-A2 | MME-3R RED ENCLOSURE ADAPTER FOR FIREFINDER XLS | 2598
XLS-MLE6-ADPT | S54430-C9-A1 | MLE-6 BLACK ENCLOSURE ADAPTER FOR FIREFINDER XLS | 2662
XLS-MLE6R-ADPT | S54430-C9-A2 | MLE-6R RED ENCLOSURE ADAPTER FOR FIREFINDER XLS | 3112
40/40L-112SF | S54430-F107-A1 | UV/IR FLM DET WO1 75C 3/4" SS FM | 7322
40/40L-122SF | S54430-F115-A1 | UV/IR FLM DET WO1 85C 3/4" SS FM | 7992
40/40I-112SF | S54430-F11-A1 | IR3 FLM DET WO1 75C 3/4" SS FM | 9758
40/40L-212SF | S54430-F123-A1 | UV/IR FLM DET WO2 75C 3/4" SS FM | 7322
40/40L-222SF | S54430-F131-A1 | UV/IR FLM DET WO2 85C 3/4" SS FM | 7763
40/40LB-112SF | S54430-F139-A1 | UV/IR FLM DET BIT WO1 75C 3/4" SS FM | 8152
40/40LB-122SF | S54430-F147-A1 | UV/IR FLM DET BIT WO1 85C 3/4" SS FM | 8582
40/40LB-212SF | S54430-F155-A1 | UV/IR FLM DET BIT WO2 75C 3/4" SS FM | 8152
40/40LB-222SF | S54430-F163-A1 | UV/IR FLM DET BIT WO2 85C 3/4" SS FM | 8834
40/40L4-112SF | S54430-F171-A1 | UV/IR FLM DET 4.5U WO1 75C 3/4" SS FM | 7319
40/40L4-122SF | S54430-F179-A1 | UV/IR FLM DET 4.5U WO1 85C 3/4" SS FM | 7989
40/40L4-212SF | S54430-F187-A1 | UV/IR FLM DET 4.5U WO2 75C 3/4" SS FM | 7110
40/40L4-222SF | S54430-F195-A1 | UV/IR FLM DET 4.5U WO2 85C 3/4" SS FM | 7989
40/40I-122SF | S54430-F19-A1 | IR3 FLM DET WO1 85C 3/4" SS FM | 10472
20/20MI-11SF | S54430-F1-A1 | MINI IR3 FLM DET 10-40M CBL SS FM | 5642
40/40L4B-112SF | S54430-F203-A1 | UV/IR FLM 4.5U BIT WO1 75C 3/4" SS FM | 8009
40/40L4B-122SF | S54430-F211-A1 | UV/IR FLM 4.5U BIT WO1 85C 3/4" SS FM | 8691
40/40L4B-212SF | S54430-F219-A1 | UV/IR FLM 4.5U BIT WO2 75C 3/4" SS FM | 8009
40/40L4B-222SF | S54430-F227-A1 | UV/IR FLM 4.5U BIT WO2 85C 3/4" SS FM | 8691
40/40U-112SF | S54430-F235-A1 | UV FLM DET WO1 75C 3/4" SS FM | 5966
40/40U-122SF | S54430-F243-A1 | UV FLM DET WO1 85C 3/4" SS FM | 6418
40/40U-212SF | S54430-F251-A1 | UV FLM DET WO2 75C 3/4" SS FM | 5795
40/40U-222SF | S54430-F259-A1 | UV FLM DET WO2 85C 3/4" SS FM | 6418
40/40UB-112SF | S54430-F267-A1 | UV FLM DET BIT WO1 75C 3/4" SS FM | 6842
40/40UB-122SF | S54430-F275-A1 | UV FLM DET BIT WO1 85C 3/4" SS FM | 7315
40/40I-212SF | S54430-F27-A1 | IR3 FLM DET WO2 75C 3/4" SS FM | 9758
40/40UB-212SF | S54430-F283-A1 | UV FLM DET BIT WO2 75C 3/4" SS FM | 6647
40/40UB-222SF | S54430-F291-A1 | UV FLM DET BIT WO2 85C 3/4" SS FM | 7315
20/20-787 | S54430-F296-A1 | AIR SHIELD - 20/20 MINI | 406
787980 | S54430-F297-A1 | RAIN SHIELD | 453
794079-3 | S54430-F299-A1 | USB/RS485 CONV KIT - PC USB | 1072
20/20MI-12SF | S54430-F2-A1 | MINI IR3 FLM DET 10-40M PLG SS FM | 5642
FS-1200 | S54430-F300-A1 | LONG RANGE SIMULATOR- UV/IR | 13457
FS-1100 | S54430-F301-A1 | LONG RANGE SIMULATOR - IR3 | 14757
20/20-005 | S54430-F303-A1 | TILT MOUNT - 20/20 MINI | 312
40/40-001 | S54430-F304-A1 | TILT MOUNT - 40/40 | 422
FS-1300 | S54430-F305-A1 | LONG RANGE SIMULATOR - SINGLE IR | 14024
FS-1400 | S54430-F306-A1 | LONG RANGE SIMULATOR - MULTI IR | 16144
777161 | S54430-F307-A1 | AIR SHIELD - 40/40 | 1469
777163 | S54430-F308-A1 | WEATHER COVER (STAINLESS) | 436
789260-2 | S54430-F310-A1 | POLE MOUNT (U-BOLT) - 2" | 532
789260-1 | S54430-F311-A1 | POLE MOUNT (U-BOLT) - 3" | 532
794079-5 | S54430-F312-A1 | USB/RS485 CONV KIT - PC USB - 40/40 | 923
20/20 MPI-R | S54430-F313-A1 | 20/20 MPI-R IR3 Flame Det Mini version | 3595
40/40I-222SF | S54430-F35-A1 | IR3 FLM DET WO2 85C 3/4" SS FM | 10050
20/20MI-31SF | S54430-F3-A1 | MINI IR3 FLM DET 2.5-10M CBL SS FM | 5642
40/40M-112SF | S54430-F43-A1 | HYD FLM DET WO1 75C 3/4" SS FM | 10396
20/20MI-32SF | S54430-F4-A1 | MINI IR3 FLM DET 2.5-10M PLG SS FM | 5723
40/40M-122SF | S54430-F51-A1 | HYD FLM DET WO1 85C 3/4" SS FM | 11113
40/40M-212SF | S54430-F59-A1 | HYD FLM DET WO2 75C 3/4" SS FM | 10702
20/20ML-11SF | S54430-F5-A1 | MINI UV/IR FLM DET CBL SS FM | 4587
40/40M-222SF | S54430-F67-A1 | HYD FLM DET WO2 85C 3/4" SS FM | 11440
40/40M-222SC | S54430-F68-A1 | Multi-IR Hydrogen FLM DET WO2 85C 3/4" SS CTEX (stainless steel only) | 9349
20/20ML-12SF | S54430-F6-A1 | MINI UV/IR FLM DET PLG SS FM | 4587
40/40R-112SF | S54430-F75-A1 | IR FLM DET WO1 75C 3/4" SS FM | 6872
40/40R-122SF | S54430-F83-A1 | IR FLM DET WO1 85C 3/4" SS FM | 7521
40/40R-212SF | S54430-F91-A1 | IR FLM DET WO2 75C 3/4" SS FM | 6872
VPM | S54430-F93-A2 | VESDA PERIPHERAL MODULE FOR XLS | 1922
VPM-MP | S54430-F95-A2 | VPM MOUNTING PLATE FOR XLS | 303
40/40R-222SF | S54430-F99-A1 | IR FLM DET WO2 85C 3/4" SS FM | 7521
VESDA-HLI-KIT | S54430-F99-A2 | VESDA HLI KIT FOR XLS | 4491
XLS-EXT-CABLE-PKG | S54430-K1-A1 | INCLUDES 60" 60 PIN CABLE, 60" CAN CABLE, LONG GROUND STRAP CABLE | 430
PSC-ISO-CBL | S54430-K4-A1 | PSC-ISO-CBL 60 PIN MULTI-PS PMI CBL ASS INCLUDES PMI-2 & GPMI-HW-KEY | 173
LXDACT-CBL | S54430-K5-A1 | LXDACT-CBL Longer XDACT to PMI cable | 73
XLS-250-ZIC4A-EP | S54430-S5-A1 | XLS-250-ZIC4A-EP INCLUDES: (1) DLC , (1)PMI-3, (1) ZIC-4A, (1) CC-5, (1) PSC-12 | 14707
XLS-250-ZIC8B-EP | S54430-S7-A1 | XLS-250-ZIC8B-EP INCLUDES: (1) DLC, (1) PMI-3, (1) ZIC-8B, (1) CC-5, (1) PSC-12 | 14955
XLS-RCC13F-ADPT | S54430-Z13-A1 | RCC-1F AND RCC-3F BLACK ENCLOSURE ADAPTER FOR FIREFINDER XLS SSD | 1224
XLS-RCC13FR-ADPT | S54430-Z13-A2 | RCC-3F RED ENCLOSURE ADAPTER FOR FIREFINDER XLS SSD | 1328
XLS-RCC1-ADPT | S54430-Z14-A1 | RCC-1 BLACK ENCLOSURE ADAPTER FOR FIREFINDER XLS SSD | 676
MLC | S54431-B4-A1 | MXL ADDRESSABLE DEVICE LINE CARD FOR FIREFINDER XLS (2 LOOP / 60 DEVICES PER LOOP) ONE CARD SLOT CC-5/CC-2 | 2041
XND-M | S54431-B5-A1 | XND-M (XNET Interface) Module for MOSA | 969
ANTI-INTERFERENCE CAP PKG | S54431-N1-A1 | ANTI-INTERFERENCE CAPACITOR FOR HNET NETWORK COMMUNICATION | 134
T-45 SPARE KEYS | S54431-Z1-A1 | T-45 KEY PACKAGE (10 per package) | 85
CKL-MLE-MME | S54431-Z2-A1 | Lock/Cam/Key for MLE, MME, MSE (5 per pkg) | 219
CKL-CAB | S54431-Z3-A1 | Lock/Cam/Key for CAB-1,2,3 (5 per pkg) | 169
CKL-FS250 | S54431-Z4-A1 | Lock/Cam/Key for FS-250, MPC (5 per pkg) | 282
CKL-RCC-SXL | S54431-Z5-A1 | CAMS/KEYS/LCK FOR RCC'S/ SXL(PKG OF 5) | 201
FTH073-VP | S54433-A14-A1 | View Plate | 104
FT2018-U1 | S54433-A1-A1 | 16 Zone Tabular Annunc,red | 848
FT2018-R1 | S54433-A2-A1 | LED Annunciator (16 z, red) | 848
FT2019-U1 | S54433-A3-A1 | 32 Zone Tabular Annunc,Blk | 1345
FT2019-R1 | S54433-A4-A1 | LED Annunciator (32 z, red) | 1345
FH2072-UA | S54433-A5-A1 | Housing for Battery | 483
FTH2073-UA | S54433-A6-A1 | Universal Encl for Annun | 233
FCM901-U3 | S54433-B101-A1 | 50 pt system Main Board | 1697
FH901-U3 | S54433-B103-A3 | 50 pt system Black Enclosure | 459
FH901-R3 | S54433-B103-A4 | 50 pt system Red Enclosure | 459
FHA902-U1 | S54433-B106-A1 | 50 pt system Black enclosure Trim Kit | 172
FHA902-R1 | S54433-B106-A2 | 50 pt system Red enclosure Trim Kit | 172
FHA901-U1 | S54433-B107-A1 | 50 pt system Battery Bracket | 126
FSD901-U3 | S54433-C102-A1 | 50 pt system Black rmt annun | 867
FSD901-R3 | S54433-C102-A2 | 50 pt system Red rmt annun | 867
FC901-U3 | S54433-C105-A1 | 50 Pt Electronic Kit - Main Board - 170W PS | 1515
FCA901-U1 | S54433-C106-A1 | 50 pt system Leased line /City tie cable | 44
FX901-S1 | S54433-C117-A1 | Spare Panel HW Kit 50Pt Panels | 57
FT2007-S1 | S54433-C118-A1 | Spare HW kit f/FT2007-U1 Led | 84
FHC901-U1 | S54433-C1-A1 | 50 Pt Sys Cvr Plt Kit | 104
FXA901-U1 | S54433-K108-A1 | 50 pt system Configuration Cable | 44
FXS901-U3 | S54433-S105-A1 | 50 pt system Configuration Kit | 106
AM-SP40S-NBT | S54459-C10-A1 | SP40S NARROWBAND TONE MESSAGE KIT | 576
SPB-160 | S54459-C11-A1 | SP40S SUPERVISED AUDIO POWER BOOSTER,160W,RD | 6283
SPB-160-B | S54459-C12-A1 | SP40S SUPERVISED AUDIO POWER BOOSTER,160W,BLK | 6283
SPB-160E | S54459-C13-A1 | SP40S SUPERVISED AUDIO POWER BOOSTER,160W,RD, 220 VAC | 6283
SPB-160E-B | S54459-C14-A1 | SP40S SUPERVISED AUDIO POWER BOOSTER,160W,RD, 220 VAC,BLK | 6283
SPB-80/4 | S54459-C15-A1 | SP SUPERV AUDIO POWER BOOSTER,80W,4A STRB PWR,RD | 6283
SPB-80/4-B | S54459-C16-A1 | SP SUPERV AUDIO POWER BOOSTER,80W,4A STRB PWR,BLK | 6283
SPB-80/4E | S54459-C17-A1 | SP SUPERV AUDIO POWER BOOSTER,80W,4A STRB PWR,RD, 220 VAC | 6283
SPB-80/4E-B | S54459-C18-A1 | SP SUPERV AUDIO POWER BOOSTER,80W,4A STRB PWR,RD, 220 VAC,BLK | 6283
SPB-320 | S54459-C19-A1 | AUDIO POWER BOOSTER,320W, RED ENCLOSURE | 12566
SPB-320-B | S54459-C20-A1 | AUDIO POWER BOOSTER, 320W, BLACK ENCLOSURE | 12566
SPB-320E | S54459-C21-A1 | AUDIO POWER BOOSTER, 320W, 220VAC / 50 Hz | 12566
SP4Z-A/B | S54459-C23-A1 | SP40S SPKR SPLITTER,4 ZONE CLASS B OR 2 ZONE CLASS A | 880
SPMB4Z | S54459-C24-A1 | SPB AUDIO BOOSTER SPLITER MOUNTING BRACKET | 235
SPRM | S54459-C25-A1 | SP40S REMOTE BLK MICROPHONE,RED PLATE | 1034
SPRM-B | S54459-C26-A1 | SP40S REMOTE BLK MICROPHONE,BLK PLATE | 1034
SPRM-GP | S54459-C27-A1 | SPB 80/4,SPB 160,SPB 320 GEN PAGING BLK MIC,BLK PLT | 1034
SP4-RMX | S54459-C29-A1 | SP4 MICROPHONE EXPANSION MODULE,BLK | 1485
SP4-APS | S54459-C30-A1 | SP4 ADDRESSABLE PAGING SPLITTER | 1518
SP4-TZC | S54459-C31-A1 | SP 4 ADDRESSAGE ZONE CONTROLER | 2392
TZC-USB | S54459-C32-A1 | SP4 TZC PROGRAMMING CABLE | 107
SP-SVC | S54459-C33-A1 | SAFEPATH SUPERVISED VOLUME CONTROL | 443
SP4-LOC-FB | S54459-C34-A1 | LOCAL OPERATOR CONSOLE,FLUSH MOUNT | 5363
SP4-LOC-SB | S54459-C35-A1 | LOCAL OPERATOR CONSOLE,SURFACE MOUNT | 5363
SP4-LOC-KIT | S54459-C36-A1 | SP 4 LOC HVAC EMERGENCY CUTOFF KIT | 917
NACIM | S54459-C37-A1 | NOTIFICATION APPLIANCE CIRCUIT INTERFACE MODULE | 275
EOLK | S54459-C38-A1 | END OF LINE RESISTOR KIT(8 EOL’S), UL LISTED | 275
EOLK-EM | S54459-C39-A1 | END OF LINE RESISTOR KIT(32 EOL’S), UL LISTED | 989
LEMD-M | S54459-C40-A1 | LED ILLUMINATED EMERGENCY TEXT MESSAGE DISPLAY. UL 48 LISTED FOR UFC COMPLIANCE | 880
SPX40S | S54459-C41-A1 | SAFEPATH SP40S REPLACEMENT MOTHER BOARD | 3355
SPBX-160 | S54459-C42-A1 | SAFEPATH SPB 160 REPLACEMENT MOTHER BOARD | 3486
SPBPS-X | S54459-C43-A1 | POWER SUPPLY BOARD,SPB160 OR SPB 80/4 | 2093
SP40S | S54459-C5-A1 | SAFEPATH MULTIFUNCTION FACILITY COMMU SYS | 5203
SP40S-B | S54459-C6-A1 | SAFEPATH MULTIFUNCTION FACILITY COMMUN SYS,BLK | 5203
SP40SE | S54459-C7-A1 | SAFEPATH MULTIFUNCTION FACILITY COMMUN SYS, 220 VAC | 6451
AM-SP40S-SMK | S54459-C8-A1 | SP40S AFTER MKT 8 MESSAGE STANDARD MESSAGE KIT | 576
AM-SP40S-PMK | S54459-C9-A1 | SP40S AFTER MKT 8 MESSAGE FACTORY PROGRAM KIT | 576
PAL-2 | S54463-B1-A1 | NON UL LISTED PARALLEL PRINTER | 2856
NCCW7I7GL-22L | S54465-C50-A1 | UL 864 9th Edition Listed I7 PC w/ WINDOWS 7, 22" LCD and GL KEY (1 panel) | 82622
NCCW7I7GL-22TL | S54465-C50-A2 | UL 864 9th Edition Listed I7 PC w/ WINDOWS 7, 22" Touch-Screen LCD and GL KEY (1 panel) | 93576
NCCW7I71G-22L | S54465-C51-A1 | UL 864 9th Edition Listed I7 PC w/ WINDOWS 7, 22" LCD and 1G KEY (16 panels) | 117476
NCCW7I71G-22TL | S54465-C51-A2 | UL 864 9th Edition Listed I7 PC w/ WINDOWS 7, 22" Touch-Screen LCD and 1G KEY (16 panels) | 128433
NCCW7I72G-22L | S54465-C52-A1 | UL 864 9th Edition Listed I7 PC w/ WINDOWS 7, 22" LCD and 2G KEY (32 panels) | 169588
NCCW7I72G-22TL | S54465-C52-A2 | UL 864 9th Edition Listed I7 PC w/ WINDOWS 7, 22" Touch-Screen LCD and 2G KEY (32 panels) | 181632
NCCW7I73G-22L | S54465-C53-A1 | UL 864 9th Edition Listed I7 PC w/ WINDOWS 7, 22" LCD and 3G KEY (48 panels) | 209943
NCCW7I73G-22TL | S54465-C53-A2 | UL 864 9th Edition Listed I7 PC w/ WINDOWS 7, 22" Touch-Screen LCD and 3G KEY (48 panels) | 221995
NCCW7I74G-22L | S54465-C54-A1 | UL 864 9th Edition Listed I7 PC w/ WINDOWS 7, 22" LCD and 4G KEY (64 panels) | 250307
NCCW7I74G-22TL | S54465-C54-A2 | UL 864 9th Edition Listed I7 PC w/ WINDOWS 7, 22" Touch-Screen LCD and 4G KEY (64 panels) | 262354
NCCW7I7WAN1G-22L | S54465-C55-A1 | UL 864 9th Edition Listed I7 PC w/ WINDOWS 7, 22" LCD, WAN and 1G KEY (16 panels) | 119686
NCCW7I7WAN1G-22TL | S54465-C55-A2 | UL 864 9th Edition Listed I7 PC w/ WINDOWS 7, 22" Touch-Screen LCD, WAN and 1G KEY (16 panels) | 130645
NCCW7I7WAN2G-22L | S54465-C56-A1 | UL 864 9th Edition Listed I7 PC w/ WINDOWS 7, 22" LCD, WAN and 2G KEY (32 panels) | 171797
NCCW7I7WAN2G-22TL | S54465-C56-A2 | UL 864 9th Edition Listed I7 PC w/ WINDOWS 7, 22" Touch-Screen LCD, WAN and 2G KEY (32 panels) | 183844
NCCW7I7WAN3G-22 | S54465-C57-A1 | UL 864 9th Edition Listed I7 PC w/ WINDOWS 7, 22" LCD, WAN and 3G KEY (48 panels) | 212153
NCCW7I7WAN3G-22TL | S54465-C57-A2 | UL 864 9th Edition Listed I7 PC w/ WINDOWS 7, 22" Touch-Screen LCD, WAN and 3G KEY (48 panels) | 224205
NCCW7I7WAN4G-22L | S54465-C58-A1 | UL 864 9th Edition Listed I7 PC w/ WINDOWS 7, 22" LCD, WAN and 4G KEY (64 panels) | 252519
NCCW7I7WAN4G-22TL | S54465-C58-A2 | UL 864 9th Edition Listed I7 PC w/ WINDOWS 7, 22" Touch-Screen LCD, WAN and 4G KEY (64 panels) | 264566
NCCW7I7WAN5G-22L | S54465-C59-A1 | UL 864 9th Edition Listed I7 PC w/ WINDOWS 7, 22" LCD, WAN and 5G KEY (128 panels) | 292878
NCCW7I7WAN5G-22TL | S54465-C59-A2 | UL 864 9th Edition Listed I7 PC w/ WINDOWS 7, 22" Touch-Screen LCD, WAN and 5G KEY (128 panels) | 304927
NCCW7I7WAN6G-22L | S54465-C60-A1 | UL 864 9th Edition Listed I7 PC w/ WINDOWS 7, 22" LCD, WAN and 6G KEY (256 panels) | 333241
NCCW7I7WAN6G-22TL | S54465-C60-A2 | UL 864 9th Edition Listed I7 PC w/ WINDOWS 7, 22" Touch-Screen LCD, WAN and 6G KEY (256 panels) | 345288
MOSA | S54465-C62-A1 | XNET Monitoring-Only Solution Assembly (MOSA) Includes: (1) ENCL-01, (1) XND-M, (1) S2E, (1) PS-5A, (1) CBL-M | 3954
ENCL-01 | S54465-C63-A1 | Exterior enclosure with Key Lock | 527
CBL-M | S54465-C64-A1 | MOSA Cables: Two (2) S2E power cables (1 red, 1 black): One (1) XND-M power cable One (1) NIC-C to XND-M interface cable, 10 feet (3m) | 215
S2E | S54465-C65-A1 | Serial-to-Ethernet Module | 1835
NCCMP8-UK | S54465-C67-A1 | NCC Software Upgrade CD for Windows 7 & Windows XP PCs | 2006
NCC-G7-KEY | S54465-C68-A1 | LICENSE KEY FOR UP TO 512 PANELS (Nodes) | 334385
NCC-W7I7-00R-M | S54465-C71-A1 | UL 864 I7 PC HARDWARE W/ WIN7 W/NCC SW W/NCC2F W/O MONITOR | 51774
NCC-W7I7WAN-00R-M | S54465-C72-A1 | UL 864 I7 PC HARDWARE W/ WIN7 W/NCC SW W/2 NCC2F (for WAN) W/O MONITOR | 53981
UHW-CATA-01 | S54465-C73-A1 | UHW-CATA-01 -- UL/ULC HW Category A Computer - Windows 10 Professional, SNC Card for XNET connection, Management Station Utility | 18324
UHW-CATB-01 | S54465-C73-A2 | UHW-CATB-01 -- UL/ULC HW Category B Computer - Windows 10 Professional, SNC Card for XNET connection, Management Station Utility | 26778
UHW-CATC-01 | S54465-C74-A1 | UHW-CATC-01 -- UL/ULC HW Category C Computer - Windows Server 2012 R2 + 5 Cal, SNC Card for XNET connection, Management Station Utility | 47401
UHW-CATD-01 | S54465-C74-A2 | UHW-CATD-01 -- UL/ULC HW Category D Computer - Windows Server 2012 R2 + 5 Cal, SNC Card for XNET connection, Management Station Utility | 51999
UHW-CATA-PKG-SM | S54465-C82-A1 | UL/ULC HW category A computer, 22" LCD monitor, SNC card, (no software licenses included) - (UHW-CATA-PKG-SM) | 22479
UHW-CATB-PKG-SM | S54465-C82-A2 | UL/ULC HW category B computer, 22" LCD monitor, SNC card, (no software licenses included) - (UHW-CATB-PKG-SM) | 30767
UHW-CATB-PKG-LM | S54465-C83-A1 | UL/ULC HW category B computer, 42" LCD monitor, SNC card, (no software licenses included) - (UHW-CATB-PKG-LM) | 49645
UHW-0000-22T-L | S54465-C8-A1 | UL 864 9th Edition 22" Touch-Screen LCD | 7178
UHW-0000-22L-L | S54465-C8-A2 | UL 864 9th Edition 22" LCD | 4605
UHW-0000-42T-L | S54465-C9-A1 | UL 864 9th Edition 42" Touch-Screen LCD | 33219
UHW-0000-42L-L | S54465-C9-A2 | UL 864 9th Edition 42" LCD | 23860
CGAP | S54811-B101-A1 | Adapter plate used to mount the X300 in ENCL-01 | 152
CGAP2 | S54811-B102-A1 | Adapter plate used to mount the X300 in PAB-ENCL | 297
CG-ASSY | S54811-B103-A1 | Hardware Kit which contains: Connect X300 ENCL-01 enclosure CGAP | 3337
CG-ASSY-PAB-6A | S54811-B104-A1 | Hardware Kit which contains: Connect X300 PAB-ENCL enclosure CGAP2 FP2011-U1 | 3752
CMD.04 | S55802-Y148 | USB dongle for Engineering License (must order Engineering License (Model CCA-ENG) separately) | 756
CXG3.X300 | S55842-Z121-A100 | Cloud Gateway | 5237